## Interface
Dwelling Altitude | m | 1000
Mean Pressure | Pa | 89872.6511
Dwelling Internal Volume | m3 | 2400
External Material |  | Dbl Brick | Dbl Glass | 6in Batts | Other | Total
Clad Area | m2 | 360 | 30 | 800 | 0 | 1190
R-Value |  | 9 | 1.5 | 17 | 1
SI or US R-Values |  | US | US | US | US
SI R-Value | K.m2/W | 1.585 | 0.26416 | 2.9939 | 0.17611
Conductive Heat Loss Potential | W/DK | 227.1308 | 113.5654 | 267.2127 | 0 | 607.9088
Recommended Minimum Exhaust | m3/s ¦ m3/hr | 0.013889 | 50
Target Inside Temperature | oC | 18.5
Inside Air Density | kg/m3 | 1.0733
Daytime Outside Temperature | oC | 14
Loss Coefficient |  | 0.00023724
Heat Loss Rate | W | 2769.366
Volume Correction | C | 3
Thermal Half-Life | minutes | 146.0833 | Increase Thermal Half-Life by increasing R-Values and Volume/Wall Area Ratio
Number of SolrHeat panels installed | N | 2
Total Ducted Flowrate | l/s | 240
Fan Power Required for Flowrate | W | 12.5637
Warming Cycle Mean Residence Time | s | 10000 | 2.7 hrs
Warm-Cool Temperature Range | oC | 5
Warm Target | oC | 21
Cool Target | oC | 16
Warm Output (from SolrHeat) | oC | 21.6763
Cool Output (to SolrHeat) | oC | 17.481
Average House Temperature | oC | 19.5787
Solar Insolation | W/m2 | 300
Panel Insolation | W | 1200
Panel Heat Exchange | W | 1084.6226
Efficiency | % | 90.39%
Note on A9: Program calculates SI values from US values, or you can enter SI values directly in this row
Note on A12: Internal air should be replaced at a rate of the entire house volume per 2 days
Note on A15: Actual Outside Temperature for Operating Calculations at that temperature (ie not averaged over time or temperature)
Note on A16: Heat Loss Model includes conductive cooling by walls and convective cooling via exhaust (refresh cycle): Model uses mean values of internal and exhaust temperatures
Note on A17: Instantaneous Heat Loss Rate at that combination of internal and external temperatures. Includes both conductive and convective (refresh) cooling.
Note on A18: Arbitrary correction to calibrate temperature loss model based on conduction and convection
Note on A19: Houses cool at a decreasing rate as internal temperature approaches outside. The best description of this is a half-life: how long it takes for the entire house to cool half-way from the target inside temperature to the outside temperature. Cooling model based on Newton's Law of cooling with a loss coefficient k that includes conductive and convective (refresh) cooling.

## Specifications
Exchanger Specifications
Flow Path Length | L | m | 2
Exchanger Width | W | m | 1
Exchanger Depth | D | m | 0.05
Fin Depth | y | m | 0.05
Plate Thickness | tp | m | 0.001
Fin Thickness | tf | m | 0.001
Fin Spacing | s | m | 0.015932 | 59 | Space #
Number of Fins | N | fins | 60 | 60 | Fin #
Exchanger Working Flow Area | Aw | m2 | 0.047 | -6%
Plate Insolation Area | Ai | m2 | 2
Exchanger Working Contact Width | Wc | m | 6.84
Exchanger Working Contact Area | Ac | m2 | 13.68 | 584%
Exchanger Mass | M | kg | 21.6
Target Reynolds Number | Re |  | 10000
Laminar Prandtl Number | Pr |  | 0.7
Turbulent Prandtl Number | Prt |  | 0.9
Exchanger Channel
Hydraulic Radius | R | m | 0.0060411
Hydraulic Diameter | Dh | m | 0.024165
Working Air Temperature | Tw | K
Working Air Pressure | Pw | Pa | 89872.6511
Hot Air Kinematic Viscosity | u | m2/s | 1.7e-05
Hot Air Density | r | kg/m3 | 1.0697
Exchanger Velocity | V | m/s | 2.5904
Mass Flowrate | m. | kg/s | 0.13024
Volume Flowrate | Q | m3/s | 0.12175
Roughness Height | e | m | 0.0001
Friction Factor | f |  | 0.03658
Headloss | hf | m | 1.0365
Pressure Loss | DP | Pa | 10.8662
Loss Power | Po | W | 1.3229 | 1.3229 | Check
Duct Losses
Diameter | Dd | m | 0.25
Flow Area | A | m2 | 0.049087
Velocity | Vd | m/s | 2.4802
Reynolds Number | Red |  | 36474.0267
Length | L | m | 50
Roughness Height | ed | m | 0.01
Friction Factor | fd |  | 0.065379
Headloss | hfd | m | 4.1039
Pressure Loss | DPd | Pa | 43.0236
Loss Power | Pod | W | 5.238 | 5.238
Duct Bends | b | # | 10
Bend Losses | hb | m | 4.703
Bend Pressure | DPb | Pa | 49.3042
Bend Power | Pob | W | 6.0027
Total Power | Pot | W | 12.5637
Insolation (Armidale, Winter) | I | W/m2 | 300
Plate Insolation | Ip | W | 600
External Air Temp | Te | K | 287.15 | 14 | oC
Plate Temp | Tp | K | 303 | 30 | oC
Working Air Temp | Tw | K | 292.7287 | 19.7287 | oC
Internal Emissivity | e |  | 0.94
External Absorptivity | a |  | 0.97
External emissivity | ee |  | 0.35
Stefan-Boltzmann Constant | s | W/m2K4 | 5.67e-08
Air Thermal Conductivity | k | W/mK | 0.025669
Laminar Heat Transfer Coefficient | hl |  | 7.2665
Turbulent Heat Transfer Coefficient | ht |  | 37.3854 | Heat Transfer Databook
Dynamic Heat Transfer Coefficient | kd | W/mk | 37.3854
Air Heat Capacity | Cp | J/kgK | 1007
Plate Re-Radiation | R | W | 173.7563 | Conduction | Radiation
Plate Absorption | H | W | 6044.979 | 5253.0843 | 791.8946
Inflow Temp | Ti | K | 295 | 22 | oC
Working Air Volume | V | m3 | 0.094
Working Air Mass | m | kg | 0.10056
Contact Time | t | s | 0.77209
Heat Inflow | Qh | J | 4667.2399
Air Temperature Change | DT | K | 46.0917
Outflow Temp | To | K | 341.0917 | 68.0917 | oC
Re-Radiation + Absorbption | R+H | W | 6218.7353
Insolation Deficit |  |  | -5618.7353

## Air Properties
Common properties for air are indicated the table below | [6 empty] | http://www.engineeringtoolbox.com/air-properties-d_156.html
Temperature | Density | Specific heat capacity | Thermal conductivity | Kinematic viscosity | Expansion coefficient | Prandtl's number | Dynamic Viscosity | Prandtl's number (check) | Specific Gas Constant
- t - | - ρ - | - cp - | - l - | - ν - | - b - | - Pr - | m |  | R
(oC) | (kg/m3) | (kJ/kg.K) | (W/m.K) |  |  |  | Pa.s |  | J/kgK
|  |  |  | x 10-6 | x 10-3 |  | x 10-6
|  |  |  | (m2/s) | (1/K)
-150 | 2.793 | 1.026 | 0.0116 | 3.08 | 8.21 | 0.76 | 8.6024 | 0.76087 | 287
-100 | 1.98 | 1.009 | 0.016 | 5.95 | 5.82 | 0.74 | 11.781 | 0.74294
-50 | 1.534 | 1.005 | 0.0204 | 9.55 | 4.51 | 0.725 | 14.6497 | 0.72171
0 | 1.293 | 1.005 | 0.0243 | 13.3 | 3.67 | 0.715 | 17.1969 | 0.71123
20 | 1.205 | 1.005 | 0.0257 | 15.11 | 3.43 | 0.713 | 18.2076 | 0.71201
40 | 1.127 | 1.005 | 0.0271 | 16.97 | 3.2 | 0.711 | 19.1252 | 0.70926
60 | 1.067 | 1.009 | 0.0285 | 18.9 | 3 | 0.709 | 20.1663 | 0.71396
80 | 1 | 1.009 | 0.0299 | 20.94 | 2.83 | 0.708 | 20.94 | 0.70664
100 | 0.946 | 1.009 | 0.0314 | 23.06 | 2.68 | 0.703 | 21.8148 | 0.70099
120 | 0.898 | 1.013 | 0.0328 | 25.23 | 2.55 | 0.7 | 22.6565 | 0.69973
140 | 0.854 | 1.013 | 0.0343 | 27.55 | 2.43 | 0.695 | 23.5277 | 0.69486
160 | 0.815 | 1.017 | 0.0358 | 29.85 | 2.32 | 0.69 | 24.3277 | 0.6911
180 | 0.779 | 1.022 | 0.0372 | 32.29 | 2.21 | 0.69 | 25.1539 | 0.69106
200 | 0.746 | 1.026 | 0.0386 | 34.63 | 2.11 | 0.685 | 25.834 | 0.68668
250 | 0.675 | 1.034 | 0.0421 | 41.17 | 1.91 | 0.68 | 27.7898 | 0.68253
300 | 0.616 | 1.047 | 0.0454 | 47.85 | 1.75 | 0.68 | 29.4756 | 0.67976
350 | 0.566 | 1.055 | 0.0485 | 55.05 | 1.61 | 0.68 | 31.1583 | 0.67777
400 | 0.524 | 1.068 | 0.0515 | 62.53 | 1.49 | 0.68 | 32.7657 | 0.67949
More about Air Composition!

## Model
Inflow Temperature | K | Ti | 290.631 | 17.4 degC
Inflow Pressure | Pa | Pi | 89872.6511 | 898 mbar
Inflow Density | kg/m3 | ri | 1.0775
Volume Inflow Rate | m3/s | Qi | 0.12
Mass Flowrate | kg/s | m. | 0.1293
Inflow Velocity | m/s | Vi | 2.5532
Time Increment | s | dt | 0.01
Step # |  |  | 1 | 2 | 3 | 4 | 5 | 6 | 7 | 8 | 9 | 10 | 11 | 12 | 13 | 14 | 15 | 16 | 17 | 18 | 19 | 20 | 21 | 22 | 23 | 24 | 25 | 26 | 27 | 28 | 29 | 30 | 31 | 32 | 33 | 34 | 35 | 36 | 37 | 38 | 39 | 40 | 41 | 42 | 43 | 44 | 45 | 46 | 47 | 48 | 49 | 50 | 51 | 52 | 53 | 54 | 55 | 56 | 57 | 58 | 59 | 60 | 61 | 62 | 63 | 64 | 65 | 66 | 67 | 68 | 69 | 70 | 71 | 72 | 73 | 74 | 75 | 76 | 77 | 78 | 79 | 80 | 81 | 82 | 83 | 84 | 85 | 86 | 87 | 88 | 89 | 90 | 91 | 92 | 93 | 94 | 95 | 96 | 97 | 98 | 99 | 100 | 101 | 102 | 103 | 104 | 105 | 106 | 107 | 108 | 109 | 110 | 111 | 112 | 113 | 114 | 115 | 116 | 117 | 118 | 119 | 120 | 121 | 122 | 123 | 124 | 125 | 126 | 127 | 128 | 129 | 130 | 131 | 132 | 133 | 134 | 135 | 136 | 137 | 138 | 139 | 140 | 141 | 142 | 143 | 144 | 145 | 146 | 147 | 148 | 149 | 150 | 151 | 152 | 153 | 154 | 155 | 156 | 157 | 158 | 159 | 160 | 161 | 162 | 163 | 164 | 165 | 166 | 167 | 168 | 169 | 170 | 171 | 172 | 173 | 174 | 175 | 176 | 177 | 178 | 179 | 180 | 181 | 182 | 183 | 184 | 185 | 186 | 187 | 188 | 189 | 190 | 191 | 192 | 193 | 194 | 195 | 196 | 197 | 198 | 199 | 200 | 201 | 202 | 203 | 204 | 205 | 206 | 207 | 208 | 209 | 210 | 211 | 212 | 213 | 214 | 215 | 216 | 217 | 218 | 219 | 220 | 221 | 222 | 223 | 224 | 225 | 226 | 227 | 228 | 229 | 230 | 231 | 232 | 233 | 234 | 235 | 236 | 237 | 238 | 239 | 240 | 241 | 242 | 243 | 244 | 245 | 246 | 247 | 248 | 249 | 250 | 251 | 252 | 253 | 254 | 255 | 256 | 257 | 258 | 259 | 260 | 261 | 262 | 263 | 264 | 265 | 266 | 267 | 268 | 269 | 270 | 271 | 272 | 273
Position | m | x | 0 | 0.025532 | 0.051069 | 0.07661 | 0.10216 | 0.12771 | 0.15326 | 0.17882 | 0.20439 | 0.22996 | 0.25554 | 0.28112 | 0.3067 | 0.33229 | 0.35788 | 0.38348 | 0.40909 | 0.4347 | 0.46031 | 0.48593 | 0.51155 | 0.53718 | 0.56281 | 0.58845 | 0.61409 | 0.63974 | 0.66539 | 0.69105 | 0.71671 | 0.74238 | 0.76805 | 0.79372 | 0.8194 | 0.84509 | 0.87078 | 0.89647 | 0.92217 | 0.94788 | 0.97359 | 0.9993 | 1.025 | 1.0507 | 1.0765 | 1.1022 | 1.1279 | 1.1537 | 1.1794 | 1.2052 | 1.2309 | 1.2567 | 1.2825 | 1.3082 | 1.334 | 1.3598 | 1.3856 | 1.4114 | 1.4372 | 1.463 | 1.4888 | 1.5146 | 1.5404 | 1.5662 | 1.592 | 1.6179 | 1.6437 | 1.6695 | 1.6954 | 1.7212 | 1.7471 | 1.7729 | 1.7988 | 1.8247 | 1.8505 | 1.8764 | 1.9023 | 1.9282 | 1.9541 | 1.98 | 2.0059 | 2.0318 | 2.0577 | 2.0836 | 2.1095 | 2.1354 | 2.1613 | 2.1872 | 2.2131 | 2.239 | 2.2649 | 2.2908 | 2.3167 | 2.3426 | 2.3685 | 2.3944 | 2.4203 | 2.4462 | 2.4721 | 2.498 | 2.5239 | 2.5498 | 2.5757 | 2.6016 | 2.6276 | 2.6535 | 2.6794 | 2.7053 | 2.7312 | 2.7571 | 2.783 | 2.8089 | 2.8348 | 2.8607 | 2.8866 | 2.9125 | 2.9384 | 2.9643 | 2.9902 | 3.0161 | 3.042 | 3.0679 | 3.0938 | 3.1197 | 3.1456 | 3.1715 | 3.1974 | 3.2233 | 3.2492 | 3.2751 | 3.3011 | 3.327 | 3.3529 | 3.3788 | 3.4047 | 3.4306 | 3.4565 | 3.4824 | 3.5083 | 3.5342 | 3.5601 | 3.586 | 3.6119 | 3.6378 | 3.6637 | 3.6896 | 3.7155 | 3.7414 | 3.7673 | 3.7932 | 3.8191 | 3.845 | 3.8709 | 3.8968 | 3.9227 | 3.9486 | 3.9746 | 4.0005 | 4.0264 | 4.0523 | 4.0782 | 4.1041 | 4.13 | 4.1559 | 4.1818 | 4.2077 | 4.2336 | 4.2595 | 4.2854 | 4.3113 | 4.3372 | 4.3631 | 4.389 | 4.4149 | 4.4408 | 4.4667 | 4.4926 | 4.5185 | 4.5444 | 4.5703 | 4.5962 | 4.6221 | 4.6481 | 4.674 | 4.6999 | 4.7258 | 4.7517 | 4.7776 | 4.8035 | 4.8294 | 4.8553 | 4.8812 | 4.9071 | 4.933 | 4.9589 | 4.9848 | 5.0107 | 5.0366 | 5.0625 | 5.0884 | 5.1143 | 5.1402 | 5.1661 | 5.192 | 5.2179 | 5.2438 | 5.2697 | 5.2956 | 5.3216 | 5.3475 | 5.3734 | 5.3993 | 5.4252 | 5.4511 | 5.477 | 5.5029 | 5.5288 | 5.5547 | 5.5806 | 5.6065 | 5.6324 | 5.6583 | 5.6842 | 5.7101 | 5.736 | 5.7619 | 5.7878 | 5.8137 | 5.8396 | 5.8655 | 5.8914 | 5.9173 | 5.9432 | 5.9692 | 5.9951 | 6.021 | 6.0469 | 6.0728 | 6.0987 | 6.1246 | 6.1505 | 6.1764 | 6.2023 | 6.2282 | 6.2541 | 6.28 | 6.3059 | 6.3318 | 6.3577 | 6.3836 | 6.4095 | 6.4354 | 6.4613 | 6.4872 | 6.5131 | 6.539 | 6.5649 | 6.5908 | 6.6167 | 6.6427 | 6.6686 | 6.6945 | 6.7204 | 6.7463 | 6.7722 | 6.7981 | 6.824 | 6.8499 | 6.8758 | 6.9017 | 6.9276 | 6.9535 | 6.9794 | 7.0053 | 7.0312 | 7.0571 | 7.083 | 7.1089 | 7.1348 | 7.1607 | 7.1866 | 7.2125 | 7.2384 | 7.2643 | 7.2902 | 7.3162 | 7.3421 | 7.368 | 7.3939 | 7.4198 | 7.4457 | 7.4716 | 7.4975 | 7.5234 | 7.5493 | 7.5752 | 7.6011 | 7.627 | 7.6529 | 7.6788 | 7.7047 | 7.7306 | 7.7565 | 7.7824 | 7.8083 | 7.8342 | 7.8601 | 7.886 | 7.9119 | 7.9378 | 7.9637 | 7.9897 | 8.0156 | 8.0415 | 8.0674 | 8.0933 | 8.1192 | 8.1451 | 8.171 | 8.1969 | 8.2228 | 8.2487 | 8.2746 | 8.3005 | 8.3264 | 8.3523 | 8.3782 | 8.4041 | 8.43 | 8.4559 | 8.4818 | 8.5077 | 8.5336 | 8.5595 | 8.5854 | 8.6113 | 8.6372 | 8.6632 | 8.6891 | 8.715 | 8.7409 | 8.7668 | 8.7927 | 8.8186 | 8.8445 | 8.8704 | 8.8963 | 8.9222 | 8.9481 | 8.974 | 8.9999 | 9.0258 | 9.0517 | 9.0776 | 9.1035 | 9.1294 | 9.1553 | 9.1812 | 9.2071 | 9.233 | 9.2589 | 9.2848 | 9.3107 | 9.3367 | 9.3626 | 9.3885 | 9.4144 | 9.4403 | 9.4662 | 9.4921 | 9.518 | 9.5439 | 9.5698 | 9.5957 | 9.6216 | 9.6475 | 9.6734 | 9.6993 | 9.7252 | 9.7511 | 9.777 | 9.8029 | 9.8288 | 9.8547 | 9.8806 | 9.9065 | 9.9324 | 9.9583 | 9.9843 | 10.0102 | 10.0361 | 10.062 | 10.0879 | 10.1138 | 10.1397 | 10.1656 | 10.1915 | 10.2174 | 10.2433 | 10.2692 | 10.2951 | 10.321 | 10.3469 | 10.3728 | 10.3987 | 10.4246 | 10.4505 | 10.4764 | 10.5023 | 10.5282 | 10.5541 | 10.58 | 10.6059 | 10.6318 | 10.6578 | 10.6837 | 10.7096 | 10.7355 | 10.7614 | 10.7873 | 10.8132 | 10.8391 | 10.865 | 10.8909 | 10.9168 | 10.9427 | 10.9686 | 10.9945 | 11.0204 | 11.0463 | 11.0722 | 11.0981 | 11.124 | 11.1499 | 11.1758 | 11.2017 | 11.2276 | 11.2535 | 11.2794 | 11.3053 | 11.3313 | 11.3572 | 11.3831 | 11.409 | 11.4349 | 11.4608 | 11.4867 | 11.5126 | 11.5385 | 11.5644 | 11.5903 | 11.6162 | 11.6421 | 11.668 | 11.6939 | 11.7198 | 11.7457 | 11.7716 | 11.7975 | 11.8234 | 11.8493 | 11.8752 | 11.9011 | 11.927 | 11.9529 | 11.9788 | 12.0048 | 12.0307 | 12.0566 | 12.0825 | 12.1084 | 12.1343 | 12.1602 | 12.1861 | 12.212 | 12.2379 | 12.2638 | 12.2897 | 12.3156 | 12.3415 | 12.3674 | 12.3933 | 12.4192 | 12.4451 | 12.471 | 12.4969 | 12.5228 | 12.5487 | 12.5746 | 12.6005 | 12.6264 | 12.6523 | 12.6783 | 12.7042 | 12.7301 | 12.756 | 12.7819 | 12.8078 | 12.8337 | 12.8596 | 12.8855 | 12.9114 | 12.9373 | 12.9632 | 12.9891 | 13.015 | 13.0409 | 13.0668 | 13.0927 | 13.1186 | 13.1445 | 13.1704 | 13.1963 | 13.2222 | 13.2481 | 13.274 | 13.2999 | 13.3258 | 13.3518 | 13.3777 | 13.4036 | 13.4295 | 13.4554 | 13.4813 | 13.5072 | 13.5331 | 13.559 | 13.5849 | 13.6108 | 13.6367 | 13.6626 | 13.6885 | 13.7144 | 13.7403 | 13.7662 | 13.7921 | 13.818 | 13.8439 | 13.8698 | 13.8957 | 13.9216 | 13.9475 | 13.9734 | 13.9993 | 14.0253 | 14.0512 | 14.0771 | 14.103 | 14.1289 | 14.1548 | 14.1807 | 14.2066 | 14.2325 | 14.2584 | 14.2843 | 14.3102 | 14.3361 | 14.362 | 14.3879 | 14.4138 | 14.4397 | 14.4656 | 14.4915 | 14.5174 | 14.5433 | 14.5692 | 14.5951 | 14.621 | 14.6469 | 14.6729 | 14.6988 | 14.7247 | 14.7506 | 14.7765 | 14.8024 | 14.8283 | 14.8542 | 14.8801 | 14.906 | 14.9319 | 14.9578 | 14.9837 | 15.0096 | 15.0355 | 15.0614 | 15.0873 | 15.1132 | 15.1391 | 15.165 | 15.1909 | 15.2168 | 15.2427 | 15.2686 | 15.2945 | 15.3204 | 15.3464 | 15.3723 | 15.3982 | 15.4241 | 15.45 | 15.4759 | 15.5018 | 15.5277 | 15.5536 | 15.5795 | 15.6054 | 15.6313 | 15.6572 | 15.6831 | 15.709 | 15.7349 | 15.7608 | 15.7867 | 15.8126 | 15.8385 | 15.8644 | 15.8903 | 15.9162 | 15.9421 | 15.968 | 15.9939 | 16.0199 | 16.0458 | 16.0717 | 16.0976 | 16.1235 | 16.1494 | 16.1753 | 16.2012 | 16.2271 | 16.253 | 16.2789 | 16.3048 | 16.3307 | 16.3566 | 16.3825 | 16.4084 | 16.4343 | 16.4602 | 16.4861 | 16.512 | 16.5379 | 16.5638 | 16.5897 | 16.6156 | 16.6415 | 16.6674 | 16.6934 | 16.7193 | 16.7452 | 16.7711 | 16.797 | 16.8229 | 16.8488 | 16.8747 | 16.9006 | 16.9265 | 16.9524 | 16.9783 | 17.0042 | 17.0301 | 17.056 | 17.0819 | 17.1078 | 17.1337 | 17.1596 | 17.1855 | 17.2114 | 17.2373 | 17.2632 | 17.2891 | 17.315 | 17.3409 | 17.3669 | 17.3928 | 17.4187 | 17.4446 | 17.4705 | 17.4964 | 17.5223 | 17.5482 | 17.5741 | 17.6 | 17.6259 | 17.6518 | 17.6777 | 17.7036 | 17.7295 | 17.7554 | 17.7813 | 17.8072 | 17.8331 | 17.859 | 17.8849 | 17.9108 | 17.9367 | 17.9626 | 17.9885 | 18.0144 | 18.0404 | 18.0663 | 18.0922 | 18.1181 | 18.144 | 18.1699 | 18.1958 | 18.2217 | 18.2476 | 18.2735 | 18.2994 | 18.3253 | 18.3512 | 18.3771 | 18.403 | 18.4289 | 18.4548 | 18.4807 | 18.5066 | 18.5325 | 18.5584 | 18.5843 | 18.6102 | 18.6361 | 18.662 | 18.688 | 18.7139 | 18.7398 | 18.7657 | 18.7916 | 18.8175 | 18.8434 | 18.8693 | 18.8952 | 18.9211 | 18.947 | 18.9729 | 18.9988 | 19.0247 | 19.0506 | 19.0765 | 19.1024 | 19.1283 | 19.1542 | 19.1801 | 19.206 | 19.2319 | 19.2578 | 19.2837 | 19.3096 | 19.3355 | 19.3615 | 19.3874 | 19.4133 | 19.4392 | 19.4651 | 19.491 | 19.5169 | 19.5428 | 19.5687 | 19.5946 | 19.6205 | 19.6464 | 19.6723 | 19.6982 | 19.7241 | 19.75 | 19.7759 | 19.8018 | 19.8277 | 19.8536 | 19.8795 | 19.9054 | 19.9313 | 19.9572 | 19.9831 | 20.009 | 20.035 | 20.0609 | 20.0868 | 20.1127 | 20.1386 | 20.1645 | 20.1904 | 20.2163 | 20.2422 | 20.2681 | 20.294 | 20.3199 | 20.3458 | 20.3717 | 20.3976 | 20.4235 | 20.4494 | 20.4753 | 20.5012 | 20.5271 | 20.553 | 20.5789 | 20.6048 | 20.6307 | 20.6566 | 20.6825 | 20.7085 | 20.7344 | 20.7603 | 20.7862 | 20.8121 | 20.838 | 20.8639 | 20.8898 | 20.9157 | 20.9416 | 20.9675 | 20.9934 | 21.0193 | 21.0452 | 21.0711 | 21.097 | 21.1229 | 21.1488 | 21.1747 | 21.2006 | 21.2265 | 21.2524 | 21.2783 | 21.3042 | 21.3301 | 21.356 | 21.382 | 21.4079 | 21.4338 | 21.4597 | 21.4856 | 21.5115 | 21.5374 | 21.5633 | 21.5892 | 21.6151 | 21.641 | 21.6669 | 21.6928 | 21.7187 | 21.7446 | 21.7705 | 21.7964 | 21.8223 | 21.8482 | 21.8741 | 21.9 | 21.9259 | 21.9518 | 21.9777 | 22.0036 | 22.0295 | 22.0555 | 22.0814 | 22.1073 | 22.1332 | 22.1591 | 22.185 | 22.2109 | 22.2368 | 22.2627 | 22.2886 | 22.3145 | 22.3404 | 22.3663 | 22.3922 | 22.4181 | 22.444 | 22.4699 | 22.4958 | 22.5217 | 22.5476 | 22.5735 | 22.5994 | 22.6253 | 22.6512 | 22.6771 | 22.7031 | 22.729 | 22.7549 | 22.7808 | 22.8067 | 22.8326 | 22.8585 | 22.8844 | 22.9103 | 22.9362 | 22.9621 | 22.988 | 23.0139 | 23.0398 | 23.0657 | 23.0916 | 23.1175 | 23.1434 | 23.1693 | 23.1952 | 23.2211 | 23.247 | 23.2729 | 23.2988 | 23.3247 | 23.3506 | 23.3766 | 23.4025 | 23.4284 | 23.4543 | 23.4802 | 23.5061 | 23.532 | 23.5579 | 23.5838 | 23.6097 | 23.6356 | 23.6615 | 23.6874 | 23.7133 | 23.7392 | 23.7651 | 23.791 | 23.8169 | 23.8428 | 23.8687 | 23.8946 | 23.9205 | 23.9464 | 23.9723 | 23.9982 | 24.0241 | 24.0501 | 24.076 | 24.1019 | 24.1278 | 24.1537 | 24.1796 | 24.2055 | 24.2314 | 24.2573 | 24.2832 | 24.3091 | 24.335 | 24.3609 | 24.3868 | 24.4127 | 24.4386 | 24.4645 | 24.4904 | 24.5163 | 24.5422 | 24.5681 | 24.594 | 24.6199 | 24.6458 | 24.6717 | 24.6976 | 24.7236 | 24.7495 | 24.7754 | 24.8013 | 24.8272 | 24.8531 | 24.879 | 24.9049 | 24.9308 | 24.9567 | 24.9826 | 25.0085 | 25.0344 | 25.0603 | 25.0862 | 25.1121 | 25.138 | 25.1639 | 25.1898 | 25.2157 | 25.2416 | 25.2675 | 25.2934 | 25.3193 | 25.3452 | 25.3711 | 25.3971 | 25.423 | 25.4489 | 25.4748 | 25.5007 | 25.5266 | 25.5525 | 25.5784 | 25.6043 | 25.6302 | 25.6561 | 25.682 | 25.7079 | 25.7338 | 25.7597 | 25.7856 | 25.8115 | 25.8374 | 25.8633 | 25.8892 | 25.9151 | 25.941 | 25.9669 | 25.9928 | 26.0187 | 26.0446 | 26.0706 | 26.0965 | 26.1224 | 26.1483 | 26.1742 | 26.2001 | 26.226 | 26.2519 | 26.2778 | 26.3037 | 26.3296 | 26.3555 | 26.3814 | 26.4073 | 26.4332 | 26.4591 | 26.485 | 26.5109 | 26.5368 | 26.5627 | 26.5886 | 26.6145 | 26.6404 | 26.6663 | 26.6922 | 26.7182 | 26.7441 | 26.77 | 26.7959 | 26.8218 | 26.8477 | 26.8736 | 26.8995 | 26.9254 | 26.9513 | 26.9772 | 27.0031 | 27.029 | 27.0549 | 27.0808 | 27.1067 | 27.1326 | 27.1585 | 27.1844 | 27.2103 | 27.2362 | 27.2621 | 27.288 | 27.3139 | 27.3398 | 27.3657 | 27.3917 | 27.4176 | 27.4435 | 27.4694 | 27.4953 | 27.5212 | 27.5471 | 27.573 | 27.5989 | 27.6248 | 27.6507 | 27.6766 | 27.7025 | 27.7284 | 27.7543 | 27.7802 | 27.8061 | 27.832 | 27.8579 | 27.8838 | 27.9097 | 27.9356 | 27.9615 | 27.9874 | 28.0133 | 28.0392 | 28.0652 | 28.0911 | 28.117 | 28.1429 | 28.1688 | 28.1947 | 28.2206 | 28.2465 | 28.2724 | 28.2983 | 28.3242 | 28.3501 | 28.376 | 28.4019 | 28.4278 | 28.4537 | 28.4796 | 28.5055 | 28.5314 | 28.5573 | 28.5832 | 28.6091 | 28.635 | 28.6609 | 28.6868 | 28.7127 | 28.7387 | 28.7646 | 28.7905 | 28.8164 | 28.8423 | 28.8682 | 28.8941 | 28.92 | 28.9459 | 28.9718 | 28.9977 | 29.0236 | 29.0495 | 29.0754 | 29.1013 | 29.1272 | 29.1531 | 29.179 | 29.2049 | 29.2308 | 29.2567 | 29.2826 | 29.3085 | 29.3344 | 29.3603 | 29.3862 | 29.4122 | 29.4381 | 29.464 | 29.4899 | 29.5158 | 29.5417 | 29.5676 | 29.5935 | 29.6194 | 29.6453 | 29.6712 | 29.6971 | 29.723 | 29.7489 | 29.7748 | 29.8007 | 29.8266 | 29.8525 | 29.8784 | 29.9043 | 29.9302 | 29.9561 | 29.982 | 30.0079 | 30.0338 | 30.0597 | 30.0857 | 30.1116 | 30.1375 | 30.1634 | 30.1893 | 30.2152 | 30.2411 | 30.267 | 30.2929 | 30.3188 | 30.3447 | 30.3706 | 30.3965 | 30.4224 | 30.4483 | 30.4742 | 30.5001 | 30.526 | 30.5519 | 30.5778 | 30.6037 | 30.6296 | 30.6555 | 30.6814 | 30.7073 | 30.7333 | 30.7592 | 30.7851 | 30.811 | 30.8369 | 30.8628 | 30.8887 | 30.9146 | 30.9405 | 30.9664 | 30.9923 | 31.0182 | 31.0441 | 31.07 | 31.0959 | 31.1218 | 31.1477 | 31.1736 | 31.1995 | 31.2254 | 31.2513 | 31.2772 | 31.3031 | 31.329 | 31.3549 | 31.3808 | 31.4068 | 31.4327 | 31.4586 | 31.4845 | 31.5104 | 31.5363 | 31.5622 | 31.5881 | 31.614 | 31.6399 | 31.6658 | 31.6917 | 31.7176 | 31.7435 | 31.7694 | 31.7953 | 31.8212 | 31.8471 | 31.873 | 31.8989 | 31.9248 | 31.9507 | 31.9766 | 32.0025 | 32.0284 | 32.0543 | 32.0803 | 32.1062 | 32.1321 | 32.158 | 32.1839 | 32.2098 | 32.2357 | 32.2616 | 32.2875 | 32.3134 | 32.3393 | 32.3652 | 32.3911 | 32.417 | 32.4429 | 32.4688 | 32.4947 | 32.5206 | 32.5465 | 32.5724 | 32.5983 | 32.6242 | 32.6501 | 32.676 | 32.7019 | 32.7278 | 32.7538 | 32.7797 | 32.8056 | 32.8315 | 32.8574 | 32.8833 | 32.9092 | 32.9351 | 32.961 | 32.9869 | 33.0128 | 33.0387 | 33.0646 | 33.0905 | 33.1164 | 33.1423 | 33.1682 | 33.1941 | 33.22 | 33.2459 | 33.2718 | 33.2977 | 33.3236 | 33.3495 | 33.3754 | 33.4013 | 33.4273 | 33.4532 | 33.4791 | 33.505 | 33.5309 | 33.5568 | 33.5827 | 33.6086 | 33.6345 | 33.6604 | 33.6863 | 33.7122 | 33.7381 | 33.764 | 33.7899 | 33.8158 | 33.8417 | 33.8676 | 33.8935 | 33.9194 | 33.9453 | 33.9712 | 33.9971 | 34.023 | 34.0489 | 34.0748 | 34.1008 | 34.1267 | 34.1526 | 34.1785 | 34.2044 | 34.2303 | 34.2562 | 34.2821 | 34.308 | 34.3339 | 34.3598 | 34.3857 | 34.4116 | 34.4375 | 34.4634 | 34.4893 | 34.5152 | 34.5411 | 34.567 | 34.5929 | 34.6188 | 34.6447 | 34.6706 | 34.6965 | 34.7224 | 34.7484 | 34.7743 | 34.8002 | 34.8261 | 34.852 | 34.8779 | 34.9038 | 34.9297 | 34.9556 | 34.9815 | 35.0074 | 35.0333 | 35.0592 | 35.0851 | 35.111 | 35.1369 | 35.1628 | 35.1887 | 35.2146
Air Temperature | K | T | 290.631 | 290.6853 | 290.7396 | 290.7939 | 290.8482 | 290.9024 | 290.9567 | 291.0109 | 291.0651 | 291.1193 | 291.1735 | 291.2277 | 291.2819 | 291.336 | 291.3901 | 291.4443 | 291.4984 | 291.5525 | 291.6065 | 291.6606 | 291.7147 | 291.7687 | 291.8227 | 291.8768 | 291.9308 | 291.9847 | 292.0387 | 292.0927 | 292.1466 | 292.2006 | 292.2545 | 292.3084 | 292.3623 | 292.4162 | 292.47 | 292.5239 | 292.5777 | 292.6315 | 292.6854 | 292.7392 | 292.7929 | 292.8467 | 292.9005 | 292.9542 | 293.0079 | 293.0616 | 293.1153 | 293.169 | 293.2227 | 293.2764 | 293.33 | 293.3836 | 293.4373 | 293.4909 | 293.5444 | 293.598 | 293.6516 | 293.7051 | 293.7587 | 293.8122 | 293.8657 | 293.9192 | 293.9727 | 294.0261 | 294.0796 | 294.133 | 294.1864 | 294.2398 | 294.2932 | 294.3466 | 294.4 | 294.4533 | 294.5066 | 294.56 | 294.6133 | 294.6666 | 294.7198 | 294.7731 | 294.8263 | 294.8263 | 294.8263 | 294.8263 | 294.8263 | 294.8263 | 294.8263 | 294.8263 | 294.8263 | 294.8263 | 294.8263 | 294.8263 | 294.8263 | 294.8263 | 294.8263 | 294.8263 | 294.8263 | 294.8263 | 294.8263 | 294.8263 | 294.8263 | 294.8263 | 294.8263 | 294.8263 | 294.8263 | 294.8263 | 294.8263 | 294.8263 | 294.8263 | 294.8263 | 294.8263 | 294.8263 | 294.8263 | 294.8263 | 294.8263 | 294.8263 | 294.8263 | 294.8263 | 294.8263 | 294.8263 | 294.8263 | 294.8263 | 294.8263 | 294.8263 | 294.8263 | 294.8263 | 294.8263 | 294.8263 | 294.8263 | 294.8263 | 294.8263 | 294.8263 | 294.8263 | 294.8263 | 294.8263 | 294.8263 | 294.8263 | 294.8263 | 294.8263 | 294.8263 | 294.8263 | 294.8263 | 294.8263 | 294.8263 | 294.8263 | 294.8263 | 294.8263 | 294.8263 | 294.8263 | 294.8263 | 294.8263 | 294.8263 | 294.8263 | 294.8263 | 294.8263 | 294.8263 | 294.8263 | 294.8263 | 294.8263 | 294.8263 | 294.8263 | 294.8263 | 294.8263 | 294.8263 | 294.8263 | 294.8263 | 294.8263 | 294.8263 | 294.8263 | 294.8263 | 294.8263 | 294.8263 | 294.8263 | 294.8263 | 294.8263 | 294.8263 | 294.8263 | 294.8263 | 294.8263 | 294.8263 | 294.8263 | 294.8263 | 294.8263 | 294.8263 | 294.8263 | 294.8263 | 294.8263 | 294.8263 | 294.8263 | 294.8263 | 294.8263 | 294.8263 | 294.8263 | 294.8263 | 294.8263 | 294.8263 | 294.8263 | 294.8263 | 294.8263 | 294.8263 | 294.8263 | 294.8263 | 294.8263 | 294.8263 | 294.8263 | 294.8263 | 294.8263 | 294.8263 | 294.8263 | 294.8263 | 294.8263 | 294.8263 | 294.8263 | 294.8263 | 294.8263 | 294.8263 | 294.8263 | 294.8263 | 294.8263 | 294.8263 | 294.8263 | 294.8263 | 294.8263 | 294.8263 | 294.8263 | 294.8263 | 294.8263 | 294.8263 | 294.8263 | 294.8263 | 294.8263 | 294.8263 | 294.8263 | 294.8263 | 294.8263 | 294.8263 | 294.8263 | 294.8263 | 294.8263 | 294.8263 | 294.8263 | 294.8263 | 294.8263 | 294.8263 | 294.8263 | 294.8263 | 294.8263 | 294.8263 | 294.8263 | 294.8263 | 294.8263 | 294.8263 | 294.8263 | 294.8263 | 294.8263 | 294.8263 | 294.8263 | 294.8263 | 294.8263 | 294.8263 | 294.8263 | 294.8263 | 294.8263 | 294.8263 | 294.8263 | 294.8263 | 294.8263 | 294.8263 | 294.8263 | 294.8263 | 294.8263 | 294.8263 | 294.8263 | 294.8263 | 294.8263 | 294.8263 | 294.8263 | 294.8263 | 294.8263 | 294.8263 | 294.8263 | 294.8263 | 294.8263 | 294.8263 | 294.8263 | 294.8263 | 294.8263 | 294.8263 | 294.8263 | 294.8263 | 294.8263 | 294.8263 | 294.8263 | 294.8263 | 294.8263 | 294.8263 | 294.8263 | 294.8263 | 294.8263 | 294.8263 | 294.8263 | 294.8263 | 294.8263 | 294.8263 | 294.8263 | 294.8263 | 294.8263 | 294.8263 | 294.8263 | 294.8263 | 294.8263 | 294.8263 | 294.8263 | 294.8263 | 294.8263 | 294.8263 | 294.8263 | 294.8263 | 294.8263 | 294.8263 | 294.8263 | 294.8263 | 294.8263 | 294.8263 | 294.8263 | 294.8263 | 294.8263 | 294.8263 | 294.8263 | 294.8263 | 294.8263 | 294.8263 | 294.8263 | 294.8263 | 294.8263 | 294.8263 | 294.8263 | 294.8263 | 294.8263 | 294.8263 | 294.8263 | 294.8263 | 294.8263 | 294.8263 | 294.8263 | 294.8263 | 294.8263 | 294.8263 | 294.8263 | 294.8263 | 294.8263 | 294.8263 | 294.8263 | 294.8263 | 294.8263 | 294.8263 | 294.8263 | 294.8263 | 294.8263 | 294.8263 | 294.8263 | 294.8263 | 294.8263 | 294.8263 | 294.8263 | 294.8263 | 294.8263 | 294.8263 | 294.8263 | 294.8263 | 294.8263 | 294.8263 | 294.8263 | 294.8263 | 294.8263 | 294.8263 | 294.8263 | 294.8263 | 294.8263 | 294.8263 | 294.8263 | 294.8263 | 294.8263 | 294.8263 | 294.8263 | 294.8263 | 294.8263 | 294.8263 | 294.8263 | 294.8263 | 294.8263 | 294.8263 | 294.8263 | 294.8263 | 294.8263 | 294.8263 | 294.8263 | 294.8263 | 294.8263 | 294.8263 | 294.8263 | 294.8263 | 294.8263 | 294.8263 | 294.8263 | 294.8263 | 294.8263 | 294.8263 | 294.8263 | 294.8263 | 294.8263 | 294.8263 | 294.8263 | 294.8263 | 294.8263 | 294.8263 | 294.8263 | 294.8263 | 294.8263 | 294.8263 | 294.8263 | 294.8263 | 294.8263 | 294.8263 | 294.8263 | 294.8263 | 294.8263 | 294.8263 | 294.8263 | 294.8263 | 294.8263 | 294.8263 | 294.8263 | 294.8263 | 294.8263 | 294.8263 | 294.8263 | 294.8263 | 294.8263 | 294.8263 | 294.8263 | 294.8263 | 294.8263 | 294.8263 | 294.8263 | 294.8263 | 294.8263 | 294.8263 | 294.8263 | 294.8263 | 294.8263 | 294.8263 | 294.8263 | 294.8263 | 294.8263 | 294.8263 | 294.8263 | 294.8263 | 294.8263 | 294.8263 | 294.8263 | 294.8263 | 294.8263 | 294.8263 | 294.8263 | 294.8263 | 294.8263 | 294.8263 | 294.8263 | 294.8263 | 294.8263 | 294.8263 | 294.8263 | 294.8263 | 294.8263 | 294.8263 | 294.8263 | 294.8263 | 294.8263 | 294.8263 | 294.8263 | 294.8263 | 294.8263 | 294.8263 | 294.8263 | 294.8263 | 294.8263 | 294.8263 | 294.8263 | 294.8263 | 294.8263 | 294.8263 | 294.8263 | 294.8263 | 294.8263 | 294.8263 | 294.8263 | 294.8263 | 294.8263 | 294.8263 | 294.8263 | 294.8263 | 294.8263 | 294.8263 | 294.8263 | 294.8263 | 294.8263 | 294.8263 | 294.8263 | 294.8263 | 294.8263 | 294.8263 | 294.8263 | 294.8263 | 294.8263 | 294.8263 | 294.8263 | 294.8263 | 294.8263 | 294.8263 | 294.8263 | 294.8263 | 294.8263 | 294.8263 | 294.8263 | 294.8263 | 294.8263 | 294.8263 | 294.8263 | 294.8263 | 294.8263 | 294.8263 | 294.8263 | 294.8263 | 294.8263 | 294.8263 | 294.8263 | 294.8263 | 294.8263 | 294.8263 | 294.8263 | 294.8263 | 294.8263 | 294.8263 | 294.8263 | 294.8263 | 294.8263 | 294.8263 | 294.8263 | 294.8263 | 294.8263 | 294.8263 | 294.8263 | 294.8263 | 294.8263 | 294.8263 | 294.8263 | 294.8263 | 294.8263 | 294.8263 | 294.8263 | 294.8263 | 294.8263 | 294.8263 | 294.8263 | 294.8263 | 294.8263 | 294.8263 | 294.8263 | 294.8263 | 294.8263 | 294.8263 | 294.8263 | 294.8263 | 294.8263 | 294.8263 | 294.8263 | 294.8263 | 294.8263 | 294.8263 | 294.8263 | 294.8263 | 294.8263 | 294.8263 | 294.8263 | 294.8263 | 294.8263 | 294.8263 | 294.8263 | 294.8263 | 294.8263 | 294.8263 | 294.8263 | 294.8263 | 294.8263 | 294.8263 | 294.8263 | 294.8263 | 294.8263 | 294.8263 | 294.8263 | 294.8263 | 294.8263 | 294.8263 | 294.8263 | 294.8263 | 294.8263 | 294.8263 | 294.8263 | 294.8263 | 294.8263 | 294.8263 | 294.8263 | 294.8263 | 294.8263 | 294.8263 | 294.8263 | 294.8263 | 294.8263 | 294.8263 | 294.8263 | 294.8263 | 294.8263 | 294.8263 | 294.8263 | 294.8263 | 294.8263 | 294.8263 | 294.8263 | 294.8263 | 294.8263 | 294.8263 | 294.8263 | 294.8263 | 294.8263 | 294.8263 | 294.8263 | 294.8263 | 294.8263 | 294.8263 | 294.8263 | 294.8263 | 294.8263 | 294.8263 | 294.8263 | 294.8263 | 294.8263 | 294.8263 | 294.8263 | 294.8263 | 294.8263 | 294.8263 | 294.8263 | 294.8263 | 294.8263 | 294.8263 | 294.8263 | 294.8263 | 294.8263 | 294.8263 | 294.8263 | 294.8263 | 294.8263 | 294.8263 | 294.8263 | 294.8263 | 294.8263 | 294.8263 | 294.8263 | 294.8263 | 294.8263 | 294.8263 | 294.8263 | 294.8263 | 294.8263 | 294.8263 | 294.8263 | 294.8263 | 294.8263 | 294.8263 | 294.8263 | 294.8263 | 294.8263 | 294.8263 | 294.8263 | 294.8263 | 294.8263 | 294.8263 | 294.8263 | 294.8263 | 294.8263 | 294.8263 | 294.8263 | 294.8263 | 294.8263 | 294.8263 | 294.8263 | 294.8263 | 294.8263 | 294.8263 | 294.8263 | 294.8263 | 294.8263 | 294.8263 | 294.8263 | 294.8263 | 294.8263 | 294.8263 | 294.8263 | 294.8263 | 294.8263 | 294.8263 | 294.8263 | 294.8263 | 294.8263 | 294.8263 | 294.8263 | 294.8263 | 294.8263 | 294.8263 | 294.8263 | 294.8263 | 294.8263 | 294.8263 | 294.8263 | 294.8263 | 294.8263 | 294.8263 | 294.8263 | 294.8263 | 294.8263 | 294.8263 | 294.8263 | 294.8263 | 294.8263 | 294.8263 | 294.8263 | 294.8263 | 294.8263 | 294.8263 | 294.8263 | 294.8263 | 294.8263 | 294.8263 | 294.8263 | 294.8263 | 294.8263 | 294.8263 | 294.8263 | 294.8263 | 294.8263 | 294.8263 | 294.8263 | 294.8263 | 294.8263 | 294.8263 | 294.8263 | 294.8263 | 294.8263 | 294.8263 | 294.8263 | 294.8263 | 294.8263 | 294.8263 | 294.8263 | 294.8263 | 294.8263 | 294.8263 | 294.8263 | 294.8263 | 294.8263 | 294.8263 | 294.8263 | 294.8263 | 294.8263 | 294.8263 | 294.8263 | 294.8263 | 294.8263 | 294.8263 | 294.8263 | 294.8263 | 294.8263 | 294.8263 | 294.8263 | 294.8263 | 294.8263 | 294.8263 | 294.8263 | 294.8263 | 294.8263 | 294.8263 | 294.8263 | 294.8263 | 294.8263 | 294.8263 | 294.8263 | 294.8263 | 294.8263 | 294.8263 | 294.8263 | 294.8263 | 294.8263 | 294.8263 | 294.8263 | 294.8263 | 294.8263 | 294.8263 | 294.8263 | 294.8263 | 294.8263 | 294.8263 | 294.8263 | 294.8263 | 294.8263 | 294.8263 | 294.8263 | 294.8263 | 294.8263 | 294.8263 | 294.8263 | 294.8263 | 294.8263 | 294.8263 | 294.8263 | 294.8263 | 294.8263 | 294.8263 | 294.8263 | 294.8263 | 294.8263 | 294.8263 | 294.8263 | 294.8263 | 294.8263 | 294.8263 | 294.8263 | 294.8263 | 294.8263 | 294.8263 | 294.8263 | 294.8263 | 294.8263 | 294.8263 | 294.8263 | 294.8263 | 294.8263 | 294.8263 | 294.8263 | 294.8263 | 294.8263 | 294.8263 | 294.8263 | 294.8263 | 294.8263 | 294.8263 | 294.8263 | 294.8263 | 294.8263 | 294.8263 | 294.8263 | 294.8263 | 294.8263 | 294.8263 | 294.8263 | 294.8263 | 294.8263 | 294.8263 | 294.8263 | 294.8263 | 294.8263 | 294.8263 | 294.8263 | 294.8263 | 294.8263 | 294.8263 | 294.8263 | 294.8263 | 294.8263 | 294.8263 | 294.8263 | 294.8263 | 294.8263 | 294.8263 | 294.8263 | 294.8263 | 294.8263 | 294.8263 | 294.8263 | 294.8263 | 294.8263 | 294.8263 | 294.8263 | 294.8263 | 294.8263 | 294.8263 | 294.8263 | 294.8263 | 294.8263 | 294.8263 | 294.8263 | 294.8263 | 294.8263 | 294.8263 | 294.8263 | 294.8263 | 294.8263 | 294.8263 | 294.8263 | 294.8263 | 294.8263 | 294.8263 | 294.8263 | 294.8263 | 294.8263 | 294.8263 | 294.8263 | 294.8263 | 294.8263 | 294.8263 | 294.8263 | 294.8263 | 294.8263 | 294.8263 | 294.8263 | 294.8263 | 294.8263 | 294.8263 | 294.8263 | 294.8263 | 294.8263 | 294.8263 | 294.8263 | 294.8263 | 294.8263 | 294.8263 | 294.8263 | 294.8263 | 294.8263 | 294.8263 | 294.8263 | 294.8263 | 294.8263 | 294.8263 | 294.8263 | 294.8263 | 294.8263 | 294.8263 | 294.8263 | 294.8263 | 294.8263 | 294.8263 | 294.8263 | 294.8263 | 294.8263 | 294.8263 | 294.8263 | 294.8263 | 294.8263 | 294.8263 | 294.8263 | 294.8263 | 294.8263 | 294.8263 | 294.8263 | 294.8263 | 294.8263 | 294.8263 | 294.8263 | 294.8263 | 294.8263 | 294.8263 | 294.8263 | 294.8263 | 294.8263 | 294.8263 | 294.8263 | 294.8263 | 294.8263 | 294.8263 | 294.8263 | 294.8263 | 294.8263 | 294.8263 | 294.8263 | 294.8263 | 294.8263 | 294.8263 | 294.8263 | 294.8263 | 294.8263 | 294.8263 | 294.8263 | 294.8263 | 294.8263 | 294.8263 | 294.8263 | 294.8263 | 294.8263 | 294.8263 | 294.8263 | 294.8263 | 294.8263 | 294.8263 | 294.8263 | 294.8263 | 294.8263 | 294.8263 | 294.8263 | 294.8263 | 294.8263 | 294.8263 | 294.8263 | 294.8263 | 294.8263 | 294.8263 | 294.8263 | 294.8263 | 294.8263 | 294.8263 | 294.8263 | 294.8263 | 294.8263 | 294.8263 | 294.8263 | 294.8263 | 294.8263 | 294.8263 | 294.8263 | 294.8263 | 294.8263 | 294.8263 | 294.8263 | 294.8263 | 294.8263 | 294.8263 | 294.8263 | 294.8263 | 294.8263 | 294.8263 | 294.8263 | 294.8263 | 294.8263 | 294.8263 | 294.8263 | 294.8263 | 294.8263 | 294.8263 | 294.8263 | 294.8263 | 294.8263 | 294.8263 | 294.8263 | 294.8263 | 294.8263 | 294.8263 | 294.8263 | 294.8263 | 294.8263 | 294.8263 | 294.8263 | 294.8263 | 294.8263 | 294.8263 | 294.8263 | 294.8263 | 294.8263 | 294.8263 | 294.8263 | 294.8263 | 294.8263 | 294.8263 | 294.8263 | 294.8263 | 294.8263 | 294.8263 | 294.8263 | 294.8263 | 294.8263 | 294.8263 | 294.8263 | 294.8263 | 294.8263 | 294.8263 | 294.8263 | 294.8263 | 294.8263 | 294.8263 | 294.8263 | 294.8263 | 294.8263 | 294.8263 | 294.8263 | 294.8263 | 294.8263 | 294.8263 | 294.8263 | 294.8263 | 294.8263 | 294.8263 | 294.8263 | 294.8263 | 294.8263 | 294.8263 | 294.8263 | 294.8263 | 294.8263 | 294.8263 | 294.8263 | 294.8263 | 294.8263 | 294.8263 | 294.8263 | 294.8263 | 294.8263 | 294.8263 | 294.8263 | 294.8263 | 294.8263 | 294.8263 | 294.8263 | 294.8263 | 294.8263 | 294.8263 | 294.8263 | 294.8263 | 294.8263 | 294.8263 | 294.8263 | 294.8263 | 294.8263 | 294.8263 | 294.8263 | 294.8263 | 294.8263 | 294.8263 | 294.8263 | 294.8263 | 294.8263 | 294.8263 | 294.8263 | 294.8263 | 294.8263 | 294.8263 | 294.8263 | 294.8263 | 294.8263 | 294.8263 | 294.8263 | 294.8263 | 294.8263 | 294.8263 | 294.8263 | 294.8263 | 294.8263 | 294.8263 | 294.8263 | 294.8263 | 294.8263 | 294.8263 | 294.8263 | 294.8263 | 294.8263 | 294.8263 | 294.8263 | 294.8263 | 294.8263 | 294.8263 | 294.8263 | 294.8263 | 294.8263 | 294.8263 | 294.8263 | 294.8263 | 294.8263 | 294.8263 | 294.8263 | 294.8263 | 294.8263 | 294.8263 | 294.8263 | 294.8263 | 294.8263 | 294.8263 | 294.8263 | 294.8263 | 294.8263 | 294.8263 | 294.8263 | 294.8263 | 294.8263 | 294.8263 | 294.8263 | 294.8263 | 294.8263 | 294.8263 | 294.8263 | 294.8263 | 294.8263 | 294.8263 | 294.8263 | 294.8263 | 294.8263 | 294.8263 | 294.8263 | 294.8263 | 294.8263 | 294.8263 | 294.8263 | 294.8263 | 294.8263 | 294.8263 | 294.8263 | 294.8263 | 294.8263 | 294.8263 | 294.8263 | 294.8263 | 294.8263 | 294.8263 | 294.8263 | 294.8263 | 294.8263 | 294.8263 | 294.8263 | 294.8263 | 294.8263 | 294.8263 | 294.8263 | 294.8263 | 294.8263 | 294.8263 | 294.8263 | 294.8263 | 294.8263 | 294.8263 | 294.8263 | 294.8263 | 294.8263 | 294.8263 | 294.8263 | 294.8263 | 294.8263 | 294.8263 | 294.8263 | 294.8263 | 294.8263 | 294.8263 | 294.8263 | 294.8263 | 294.8263 | 294.8263 | 294.8263 | 294.8263 | 294.8263 | 294.8263 | 294.8263 | 294.8263 | 294.8263 | 294.8263 | 294.8263 | 294.8263 | 294.8263 | 294.8263 | 294.8263 | 294.8263 | 294.8263 | 294.8263 | 294.8263 | 294.8263 | 294.8263 | 294.8263 | 294.8263 | 294.8263 | 294.8263 | 294.8263 | 294.8263 | 294.8263 | 294.8263 | 294.8263 | 294.8263 | 294.8263 | 294.8263 | 294.8263 | 294.8263 | 294.8263 | 294.8263 | 294.8263 | 294.8263 | 294.8263 | 294.8263 | 294.8263 | 294.8263 | 294.8263 | 294.8263 | 294.8263 | 294.8263 | 294.8263 | 294.8263 | 294.8263 | 294.8263 | 294.8263 | 294.8263 | 294.8263 | 294.8263 | 294.8263 | 294.8263 | 294.8263 | 294.8263 | 294.8263 | 294.8263 | 294.8263 | 294.8263 | 294.8263 | 294.8263 | 294.8263 | 294.8263 | 294.8263 | 294.8263 | 294.8263 | 294.8263 | 294.8263 | 294.8263 | 294.8263 | 294.8263 | 294.8263 | 294.8263 | 294.8263 | 294.8263 | 294.8263 | 294.8263 | 294.8263 | 294.8263 | 294.8263 | 294.8263 | 294.8263 | 294.8263 | 294.8263 | 294.8263 | 294.8263 | 294.8263 | 294.8263 | 294.8263 | 294.8263 | 294.8263 | 294.8263 | 294.8263 | 294.8263 | 294.8263 | 294.8263 | 294.8263 | 294.8263 | 294.8263 | 294.8263 | 294.8263 | 294.8263 | 294.8263 | 294.8263 | 294.8263 | 294.8263 | 294.8263 | 294.8263 | 294.8263
Air Temperature | oC |  | 17.481 | 17.5353 | 17.5896 | 17.6439 | 17.6982 | 17.7524 | 17.8067 | 17.8609 | 17.9151 | 17.9693 | 18.0235 | 18.0777 | 18.1319 | 18.186 | 18.2401 | 18.2943 | 18.3484 | 18.4025 | 18.4565 | 18.5106 | 18.5647 | 18.6187 | 18.6727 | 18.7268 | 18.7808 | 18.8347 | 18.8887 | 18.9427 | 18.9966 | 19.0506 | 19.1045 | 19.1584 | 19.2123 | 19.2662 | 19.32 | 19.3739 | 19.4277 | 19.4815 | 19.5354 | 19.5892 | 19.6429 | 19.6967 | 19.7505 | 19.8042 | 19.8579 | 19.9116 | 19.9653 | 20.019 | 20.0727 | 20.1264 | 20.18 | 20.2336 | 20.2873 | 20.3409 | 20.3944 | 20.448 | 20.5016 | 20.5551 | 20.6087 | 20.6622 | 20.7157 | 20.7692 | 20.8227 | 20.8761 | 20.9296 | 20.983 | 21.0364 | 21.0898 | 21.1432 | 21.1966 | 21.25 | 21.3033 | 21.3566 | 21.41 | 21.4633 | 21.5166 | 21.5698 | 21.6231 | 21.6763 | 21.6763 | 21.6763 | 21.6763 | 21.6763 | 21.6763 | 21.6763 | 21.6763 | 21.6763 | 21.6763 | 21.6763 | 21.6763 | 21.6763 | 21.6763 | 21.6763 | 21.6763 | 21.6763 | 21.6763 | 21.6763 | 21.6763 | 21.6763 | 21.6763 | 21.6763 | 21.6763 | 21.6763 | 21.6763 | 21.6763 | 21.6763 | 21.6763 | 21.6763 | 21.6763 | 21.6763 | 21.6763 | 21.6763 | 21.6763 | 21.6763 | 21.6763 | 21.6763 | 21.6763 | 21.6763 | 21.6763 | 21.6763 | 21.6763 | 21.6763 | 21.6763 | 21.6763 | 21.6763 | 21.6763 | 21.6763 | 21.6763 | 21.6763 | 21.6763 | 21.6763 | 21.6763 | 21.6763 | 21.6763 | 21.6763 | 21.6763 | 21.6763 | 21.6763 | 21.6763 | 21.6763 | 21.6763 | 21.6763 | 21.6763 | 21.6763 | 21.6763 | 21.6763 | 21.6763 | 21.6763 | 21.6763 | 21.6763 | 21.6763 | 21.6763 | 21.6763 | 21.6763 | 21.6763 | 21.6763 | 21.6763 | 21.6763 | 21.6763 | 21.6763 | 21.6763 | 21.6763 | 21.6763 | 21.6763 | 21.6763 | 21.6763 | 21.6763 | 21.6763 | 21.6763 | 21.6763 | 21.6763 | 21.6763 | 21.6763 | 21.6763 | 21.6763 | 21.6763 | 21.6763 | 21.6763 | 21.6763 | 21.6763 | 21.6763 | 21.6763 | 21.6763 | 21.6763 | 21.6763 | 21.6763 | 21.6763 | 21.6763 | 21.6763 | 21.6763 | 21.6763 | 21.6763 | 21.6763 | 21.6763 | 21.6763 | 21.6763 | 21.6763 | 21.6763 | 21.6763 | 21.6763 | 21.6763 | 21.6763 | 21.6763 | 21.6763 | 21.6763 | 21.6763 | 21.6763 | 21.6763 | 21.6763 | 21.6763 | 21.6763 | 21.6763 | 21.6763 | 21.6763 | 21.6763 | 21.6763 | 21.6763 | 21.6763 | 21.6763 | 21.6763 | 21.6763 | 21.6763 | 21.6763 | 21.6763 | 21.6763 | 21.6763 | 21.6763 | 21.6763 | 21.6763 | 21.6763 | 21.6763 | 21.6763 | 21.6763 | 21.6763 | 21.6763 | 21.6763 | 21.6763 | 21.6763 | 21.6763 | 21.6763 | 21.6763 | 21.6763 | 21.6763 | 21.6763 | 21.6763 | 21.6763 | 21.6763 | 21.6763 | 21.6763 | 21.6763 | 21.6763 | 21.6763 | 21.6763 | 21.6763 | 21.6763 | 21.6763 | 21.6763 | 21.6763 | 21.6763 | 21.6763 | 21.6763 | 21.6763 | 21.6763 | 21.6763 | 21.6763 | 21.6763 | 21.6763 | 21.6763 | 21.6763 | 21.6763 | 21.6763 | 21.6763 | 21.6763 | 21.6763 | 21.6763 | 21.6763 | 21.6763 | 21.6763 | 21.6763 | 21.6763 | 21.6763 | 21.6763 | 21.6763 | 21.6763 | 21.6763 | 21.6763 | 21.6763 | 21.6763 | 21.6763 | 21.6763 | 21.6763 | 21.6763 | 21.6763 | 21.6763 | 21.6763 | 21.6763 | 21.6763 | 21.6763 | 21.6763 | 21.6763 | 21.6763 | 21.6763 | 21.6763 | 21.6763 | 21.6763 | 21.6763 | 21.6763 | 21.6763 | 21.6763 | 21.6763 | 21.6763 | 21.6763 | 21.6763 | 21.6763 | 21.6763 | 21.6763 | 21.6763 | 21.6763 | 21.6763 | 21.6763 | 21.6763 | 21.6763 | 21.6763 | 21.6763 | 21.6763 | 21.6763 | 21.6763 | 21.6763 | 21.6763 | 21.6763 | 21.6763 | 21.6763 | 21.6763 | 21.6763 | 21.6763 | 21.6763 | 21.6763 | 21.6763 | 21.6763 | 21.6763 | 21.6763 | 21.6763 | 21.6763 | 21.6763 | 21.6763 | 21.6763 | 21.6763 | 21.6763 | 21.6763 | 21.6763 | 21.6763 | 21.6763 | 21.6763 | 21.6763 | 21.6763 | 21.6763 | 21.6763 | 21.6763 | 21.6763 | 21.6763 | 21.6763 | 21.6763 | 21.6763 | 21.6763 | 21.6763 | 21.6763 | 21.6763 | 21.6763 | 21.6763 | 21.6763 | 21.6763 | 21.6763 | 21.6763 | 21.6763 | 21.6763 | 21.6763 | 21.6763 | 21.6763 | 21.6763 | 21.6763 | 21.6763 | 21.6763 | 21.6763 | 21.6763 | 21.6763 | 21.6763 | 21.6763 | 21.6763 | 21.6763 | 21.6763 | 21.6763 | 21.6763 | 21.6763 | 21.6763 | 21.6763 | 21.6763 | 21.6763 | 21.6763 | 21.6763 | 21.6763 | 21.6763 | 21.6763 | 21.6763 | 21.6763 | 21.6763 | 21.6763 | 21.6763 | 21.6763 | 21.6763 | 21.6763 | 21.6763 | 21.6763 | 21.6763 | 21.6763 | 21.6763 | 21.6763 | 21.6763 | 21.6763 | 21.6763 | 21.6763 | 21.6763 | 21.6763 | 21.6763 | 21.6763 | 21.6763 | 21.6763 | 21.6763 | 21.6763 | 21.6763 | 21.6763 | 21.6763 | 21.6763 | 21.6763 | 21.6763 | 21.6763 | 21.6763 | 21.6763 | 21.6763 | 21.6763 | 21.6763 | 21.6763 | 21.6763 | 21.6763 | 21.6763 | 21.6763 | 21.6763 | 21.6763 | 21.6763 | 21.6763 | 21.6763 | 21.6763 | 21.6763 | 21.6763 | 21.6763 | 21.6763 | 21.6763 | 21.6763 | 21.6763 | 21.6763 | 21.6763 | 21.6763 | 21.6763 | 21.6763 | 21.6763 | 21.6763 | 21.6763 | 21.6763 | 21.6763 | 21.6763 | 21.6763 | 21.6763 | 21.6763 | 21.6763 | 21.6763 | 21.6763 | 21.6763 | 21.6763 | 21.6763 | 21.6763 | 21.6763 | 21.6763 | 21.6763 | 21.6763 | 21.6763 | 21.6763 | 21.6763 | 21.6763 | 21.6763 | 21.6763 | 21.6763 | 21.6763 | 21.6763 | 21.6763 | 21.6763 | 21.6763 | 21.6763 | 21.6763 | 21.6763 | 21.6763 | 21.6763 | 21.6763 | 21.6763 | 21.6763 | 21.6763 | 21.6763 | 21.6763 | 21.6763 | 21.6763 | 21.6763 | 21.6763 | 21.6763 | 21.6763 | 21.6763 | 21.6763 | 21.6763 | 21.6763 | 21.6763 | 21.6763 | 21.6763 | 21.6763 | 21.6763 | 21.6763 | 21.6763 | 21.6763 | 21.6763 | 21.6763 | 21.6763 | 21.6763 | 21.6763 | 21.6763 | 21.6763 | 21.6763 | 21.6763 | 21.6763 | 21.6763 | 21.6763 | 21.6763 | 21.6763 | 21.6763 | 21.6763 | 21.6763 | 21.6763 | 21.6763 | 21.6763 | 21.6763 | 21.6763 | 21.6763 | 21.6763 | 21.6763 | 21.6763 | 21.6763 | 21.6763 | 21.6763 | 21.6763 | 21.6763 | 21.6763 | 21.6763 | 21.6763 | 21.6763 | 21.6763 | 21.6763 | 21.6763 | 21.6763 | 21.6763 | 21.6763 | 21.6763 | 21.6763 | 21.6763 | 21.6763 | 21.6763 | 21.6763 | 21.6763 | 21.6763 | 21.6763 | 21.6763 | 21.6763 | 21.6763 | 21.6763 | 21.6763 | 21.6763 | 21.6763 | 21.6763 | 21.6763 | 21.6763 | 21.6763 | 21.6763 | 21.6763 | 21.6763 | 21.6763 | 21.6763 | 21.6763 | 21.6763 | 21.6763 | 21.6763 | 21.6763 | 21.6763 | 21.6763 | 21.6763 | 21.6763 | 21.6763 | 21.6763 | 21.6763 | 21.6763 | 21.6763 | 21.6763 | 21.6763 | 21.6763 | 21.6763 | 21.6763 | 21.6763 | 21.6763 | 21.6763 | 21.6763 | 21.6763 | 21.6763 | 21.6763 | 21.6763 | 21.6763 | 21.6763 | 21.6763 | 21.6763 | 21.6763 | 21.6763 | 21.6763 | 21.6763 | 21.6763 | 21.6763 | 21.6763 | 21.6763 | 21.6763 | 21.6763 | 21.6763 | 21.6763 | 21.6763 | 21.6763 | 21.6763 | 21.6763 | 21.6763 | 21.6763 | 21.6763 | 21.6763 | 21.6763 | 21.6763 | 21.6763 | 21.6763 | 21.6763 | 21.6763 | 21.6763 | 21.6763 | 21.6763 | 21.6763 | 21.6763 | 21.6763 | 21.6763 | 21.6763 | 21.6763 | 21.6763 | 21.6763 | 21.6763 | 21.6763 | 21.6763 | 21.6763 | 21.6763 | 21.6763 | 21.6763 | 21.6763 | 21.6763 | 21.6763 | 21.6763 | 21.6763 | 21.6763 | 21.6763 | 21.6763 | 21.6763 | 21.6763 | 21.6763 | 21.6763 | 21.6763 | 21.6763 | 21.6763 | 21.6763 | 21.6763 | 21.6763 | 21.6763 | 21.6763 | 21.6763 | 21.6763 | 21.6763 | 21.6763 | 21.6763 | 21.6763 | 21.6763 | 21.6763 | 21.6763 | 21.6763 | 21.6763 | 21.6763 | 21.6763 | 21.6763 | 21.6763 | 21.6763 | 21.6763 | 21.6763 | 21.6763 | 21.6763 | 21.6763 | 21.6763 | 21.6763 | 21.6763 | 21.6763 | 21.6763 | 21.6763 | 21.6763 | 21.6763 | 21.6763 | 21.6763 | 21.6763 | 21.6763 | 21.6763 | 21.6763 | 21.6763 | 21.6763 | 21.6763 | 21.6763 | 21.6763 | 21.6763 | 21.6763 | 21.6763 | 21.6763 | 21.6763 | 21.6763 | 21.6763 | 21.6763 | 21.6763 | 21.6763 | 21.6763 | 21.6763 | 21.6763 | 21.6763 | 21.6763 | 21.6763 | 21.6763 | 21.6763 | 21.6763 | 21.6763 | 21.6763 | 21.6763 | 21.6763 | 21.6763 | 21.6763 | 21.6763 | 21.6763 | 21.6763 | 21.6763 | 21.6763 | 21.6763 | 21.6763 | 21.6763 | 21.6763 | 21.6763 | 21.6763 | 21.6763 | 21.6763 | 21.6763 | 21.6763 | 21.6763 | 21.6763 | 21.6763 | 21.6763 | 21.6763 | 21.6763 | 21.6763 | 21.6763 | 21.6763 | 21.6763 | 21.6763 | 21.6763 | 21.6763 | 21.6763 | 21.6763 | 21.6763 | 21.6763 | 21.6763 | 21.6763 | 21.6763 | 21.6763 | 21.6763 | 21.6763 | 21.6763 | 21.6763 | 21.6763 | 21.6763 | 21.6763 | 21.6763 | 21.6763 | 21.6763 | 21.6763 | 21.6763 | 21.6763 | 21.6763 | 21.6763 | 21.6763 | 21.6763 | 21.6763 | 21.6763 | 21.6763 | 21.6763 | 21.6763 | 21.6763 | 21.6763 | 21.6763 | 21.6763 | 21.6763 | 21.6763 | 21.6763 | 21.6763 | 21.6763 | 21.6763 | 21.6763 | 21.6763 | 21.6763 | 21.6763 | 21.6763 | 21.6763 | 21.6763 | 21.6763 | 21.6763 | 21.6763 | 21.6763 | 21.6763 | 21.6763 | 21.6763 | 21.6763 | 21.6763 | 21.6763 | 21.6763 | 21.6763 | 21.6763 | 21.6763 | 21.6763 | 21.6763 | 21.6763 | 21.6763 | 21.6763 | 21.6763 | 21.6763 | 21.6763 | 21.6763 | 21.6763 | 21.6763 | 21.6763 | 21.6763 | 21.6763 | 21.6763 | 21.6763 | 21.6763 | 21.6763 | 21.6763 | 21.6763 | 21.6763 | 21.6763 | 21.6763 | 21.6763 | 21.6763 | 21.6763 | 21.6763 | 21.6763 | 21.6763 | 21.6763 | 21.6763 | 21.6763 | 21.6763 | 21.6763 | 21.6763 | 21.6763 | 21.6763 | 21.6763 | 21.6763 | 21.6763 | 21.6763 | 21.6763 | 21.6763 | 21.6763 | 21.6763 | 21.6763 | 21.6763 | 21.6763 | 21.6763 | 21.6763 | 21.6763 | 21.6763 | 21.6763 | 21.6763 | 21.6763 | 21.6763 | 21.6763 | 21.6763 | 21.6763 | 21.6763 | 21.6763 | 21.6763 | 21.6763 | 21.6763 | 21.6763 | 21.6763 | 21.6763 | 21.6763 | 21.6763 | 21.6763 | 21.6763 | 21.6763 | 21.6763 | 21.6763 | 21.6763 | 21.6763 | 21.6763 | 21.6763 | 21.6763 | 21.6763 | 21.6763 | 21.6763 | 21.6763 | 21.6763 | 21.6763 | 21.6763 | 21.6763 | 21.6763 | 21.6763 | 21.6763 | 21.6763 | 21.6763 | 21.6763 | 21.6763 | 21.6763 | 21.6763 | 21.6763 | 21.6763 | 21.6763 | 21.6763 | 21.6763 | 21.6763 | 21.6763 | 21.6763 | 21.6763 | 21.6763 | 21.6763 | 21.6763 | 21.6763 | 21.6763 | 21.6763 | 21.6763 | 21.6763 | 21.6763 | 21.6763 | 21.6763 | 21.6763 | 21.6763 | 21.6763 | 21.6763 | 21.6763 | 21.6763 | 21.6763 | 21.6763 | 21.6763 | 21.6763 | 21.6763 | 21.6763 | 21.6763 | 21.6763 | 21.6763 | 21.6763 | 21.6763 | 21.6763 | 21.6763 | 21.6763 | 21.6763 | 21.6763 | 21.6763 | 21.6763 | 21.6763 | 21.6763 | 21.6763 | 21.6763 | 21.6763 | 21.6763 | 21.6763 | 21.6763 | 21.6763 | 21.6763 | 21.6763 | 21.6763 | 21.6763 | 21.6763 | 21.6763 | 21.6763 | 21.6763 | 21.6763 | 21.6763 | 21.6763 | 21.6763 | 21.6763 | 21.6763 | 21.6763 | 21.6763 | 21.6763 | 21.6763 | 21.6763 | 21.6763 | 21.6763 | 21.6763 | 21.6763 | 21.6763 | 21.6763 | 21.6763 | 21.6763 | 21.6763 | 21.6763 | 21.6763 | 21.6763 | 21.6763 | 21.6763 | 21.6763 | 21.6763 | 21.6763 | 21.6763 | 21.6763 | 21.6763 | 21.6763 | 21.6763 | 21.6763 | 21.6763 | 21.6763 | 21.6763 | 21.6763 | 21.6763 | 21.6763 | 21.6763 | 21.6763 | 21.6763 | 21.6763 | 21.6763 | 21.6763 | 21.6763 | 21.6763 | 21.6763 | 21.6763 | 21.6763 | 21.6763 | 21.6763 | 21.6763 | 21.6763 | 21.6763 | 21.6763 | 21.6763 | 21.6763 | 21.6763 | 21.6763 | 21.6763 | 21.6763 | 21.6763 | 21.6763 | 21.6763 | 21.6763 | 21.6763 | 21.6763 | 21.6763 | 21.6763 | 21.6763 | 21.6763 | 21.6763 | 21.6763 | 21.6763 | 21.6763 | 21.6763 | 21.6763 | 21.6763 | 21.6763 | 21.6763 | 21.6763 | 21.6763 | 21.6763 | 21.6763 | 21.6763 | 21.6763 | 21.6763 | 21.6763 | 21.6763 | 21.6763 | 21.6763 | 21.6763 | 21.6763 | 21.6763 | 21.6763 | 21.6763 | 21.6763 | 21.6763 | 21.6763 | 21.6763 | 21.6763 | 21.6763 | 21.6763 | 21.6763 | 21.6763 | 21.6763 | 21.6763 | 21.6763 | 21.6763 | 21.6763 | 21.6763 | 21.6763 | 21.6763 | 21.6763 | 21.6763 | 21.6763 | 21.6763 | 21.6763 | 21.6763 | 21.6763 | 21.6763 | 21.6763 | 21.6763 | 21.6763 | 21.6763 | 21.6763 | 21.6763 | 21.6763 | 21.6763 | 21.6763 | 21.6763 | 21.6763 | 21.6763 | 21.6763 | 21.6763 | 21.6763 | 21.6763 | 21.6763 | 21.6763 | 21.6763 | 21.6763 | 21.6763 | 21.6763 | 21.6763 | 21.6763 | 21.6763 | 21.6763 | 21.6763 | 21.6763 | 21.6763 | 21.6763 | 21.6763 | 21.6763 | 21.6763 | 21.6763 | 21.6763 | 21.6763 | 21.6763 | 21.6763 | 21.6763 | 21.6763 | 21.6763 | 21.6763 | 21.6763 | 21.6763 | 21.6763 | 21.6763 | 21.6763 | 21.6763 | 21.6763 | 21.6763 | 21.6763 | 21.6763 | 21.6763 | 21.6763 | 21.6763 | 21.6763 | 21.6763 | 21.6763 | 21.6763 | 21.6763 | 21.6763 | 21.6763 | 21.6763 | 21.6763 | 21.6763 | 21.6763 | 21.6763 | 21.6763 | 21.6763 | 21.6763 | 21.6763 | 21.6763 | 21.6763 | 21.6763 | 21.6763 | 21.6763 | 21.6763 | 21.6763 | 21.6763 | 21.6763 | 21.6763 | 21.6763 | 21.6763 | 21.6763 | 21.6763 | 21.6763 | 21.6763 | 21.6763 | 21.6763 | 21.6763 | 21.6763 | 21.6763 | 21.6763 | 21.6763 | 21.6763 | 21.6763 | 21.6763 | 21.6763 | 21.6763 | 21.6763 | 21.6763 | 21.6763 | 21.6763 | 21.6763 | 21.6763 | 21.6763 | 21.6763 | 21.6763 | 21.6763 | 21.6763 | 21.6763 | 21.6763 | 21.6763 | 21.6763 | 21.6763 | 21.6763 | 21.6763 | 21.6763 | 21.6763 | 21.6763 | 21.6763 | 21.6763 | 21.6763 | 21.6763 | 21.6763 | 21.6763 | 21.6763 | 21.6763 | 21.6763 | 21.6763 | 21.6763 | 21.6763 | 21.6763 | 21.6763 | 21.6763 | 21.6763 | 21.6763 | 21.6763 | 21.6763 | 21.6763 | 21.6763 | 21.6763 | 21.6763 | 21.6763 | 21.6763 | 21.6763 | 21.6763 | 21.6763 | 21.6763 | 21.6763 | 21.6763 | 21.6763 | 21.6763 | 21.6763 | 21.6763 | 21.6763 | 21.6763 | 21.6763 | 21.6763 | 21.6763 | 21.6763 | 21.6763 | 21.6763 | 21.6763 | 21.6763 | 21.6763 | 21.6763 | 21.6763 | 21.6763 | 21.6763 | 21.6763 | 21.6763 | 21.6763 | 21.6763 | 21.6763 | 21.6763 | 21.6763 | 21.6763 | 21.6763 | 21.6763 | 21.6763 | 21.6763 | 21.6763 | 21.6763 | 21.6763 | 21.6763 | 21.6763 | 21.6763 | 21.6763 | 21.6763 | 21.6763 | 21.6763 | 21.6763 | 21.6763 | 21.6763 | 21.6763 | 21.6763 | 21.6763 | 21.6763 | 21.6763 | 21.6763 | 21.6763 | 21.6763 | 21.6763 | 21.6763 | 21.6763 | 21.6763 | 21.6763 | 21.6763 | 21.6763 | 21.6763 | 21.6763 | 21.6763 | 21.6763 | 21.6763 | 21.6763 | 21.6763 | 21.6763 | 21.6763 | 21.6763 | 21.6763 | 21.6763 | 21.6763 | 21.6763 | 21.6763 | 21.6763 | 21.6763 | 21.6763 | 21.6763 | 21.6763 | 21.6763 | 21.6763 | 21.6763 | 21.6763 | 21.6763 | 21.6763 | 21.6763 | 21.6763 | 21.6763 | 21.6763 | 21.6763 | 21.6763
Air Pressure | Pa | P | 89872.6511 | 89872.5003 | 89872.3495 | 89872.1986 | 89872.0477 | 89871.8966 | 89871.7456 | 89871.5944 | 89871.4432 | 89871.292 | 89871.1406 | 89870.9892 | 89870.8378 | 89870.6863 | 89870.5347 | 89870.383 | 89870.2313 | 89870.0796 | 89869.9278 | 89869.7759 | 89869.6239 | 89869.4719 | 89869.3198 | 89869.1677 | 89869.0155 | 89868.8632 | 89868.7109 | 89868.5585 | 89868.406 | 89868.2535 | 89868.1009 | 89867.9483 | 89867.7956 | 89867.6428 | 89867.49 | 89867.3371 | 89867.1842 | 89867.0312 | 89866.8781 | 89866.725 | 89866.5718 | 89866.4185 | 89866.2652 | 89866.1118 | 89865.9583 | 89865.8048 | 89865.6512 | 89865.4976 | 89865.3439 | 89865.1901 | 89865.0363 | 89864.8824 | 89864.7285 | 89864.5745 | 89864.4204 | 89864.2663 | 89864.1121 | 89863.9578 | 89863.8035 | 89863.6491 | 89863.4946 | 89863.3401 | 89863.1856 | 89863.0309 | 89862.8762 | 89862.7215 | 89862.5666 | 89862.4118 | 89862.2568 | 89862.1018 | 89861.9467 | 89861.7916 | 89861.6364 | 89861.4811 | 89861.3258 | 89861.1704 | 89861.015 | 89860.8595 | 89860.8595 | 89860.8595 | 89860.8595 | 89860.8595 | 89860.8595 | 89860.8595 | 89860.8595 | 89860.8595 | 89860.8595 | 89860.8595 | 89860.8595 | 89860.8595 | 89860.8595 | 89860.8595 | 89860.8595 | 89860.8595 | 89860.8595 | 89860.8595 | 89860.8595 | 89860.8595 | 89860.8595 | 89860.8595 | 89860.8595 | 89860.8595 | 89860.8595 | 89860.8595 | 89860.8595 | 89860.8595 | 89860.8595 | 89860.8595 | 89860.8595 | 89860.8595 | 89860.8595 | 89860.8595 | 89860.8595 | 89860.8595 | 89860.8595 | 89860.8595 | 89860.8595 | 89860.8595 | 89860.8595 | 89860.8595 | 89860.8595 | 89860.8595 | 89860.8595 | 89860.8595 | 89860.8595 | 89860.8595 | 89860.8595 | 89860.8595 | 89860.8595 | 89860.8595 | 89860.8595 | 89860.8595 | 89860.8595 | 89860.8595 | 89860.8595 | 89860.8595 | 89860.8595 | 89860.8595 | 89860.8595 | 89860.8595 | 89860.8595 | 89860.8595 | 89860.8595 | 89860.8595 | 89860.8595 | 89860.8595 | 89860.8595 | 89860.8595 | 89860.8595 | 89860.8595 | 89860.8595 | 89860.8595 | 89860.8595 | 89860.8595 | 89860.8595 | 89860.8595 | 89860.8595 | 89860.8595 | 89860.8595 | 89860.8595 | 89860.8595 | 89860.8595 | 89860.8595 | 89860.8595 | 89860.8595 | 89860.8595 | 89860.8595 | 89860.8595 | 89860.8595 | 89860.8595 | 89860.8595 | 89860.8595 | 89860.8595 | 89860.8595 | 89860.8595 | 89860.8595 | 89860.8595 | 89860.8595 | 89860.8595 | 89860.8595 | 89860.8595 | 89860.8595 | 89860.8595 | 89860.8595 | 89860.8595 | 89860.8595 | 89860.8595 | 89860.8595 | 89860.8595 | 89860.8595 | 89860.8595 | 89860.8595 | 89860.8595 | 89860.8595 | 89860.8595 | 89860.8595 | 89860.8595 | 89860.8595 | 89860.8595 | 89860.8595 | 89860.8595 | 89860.8595 | 89860.8595 | 89860.8595 | 89860.8595 | 89860.8595 | 89860.8595 | 89860.8595 | 89860.8595 | 89860.8595 | 89860.8595 | 89860.8595 | 89860.8595 | 89860.8595 | 89860.8595 | 89860.8595 | 89860.8595 | 89860.8595 | 89860.8595 | 89860.8595 | 89860.8595 | 89860.8595 | 89860.8595 | 89860.8595 | 89860.8595 | 89860.8595 | 89860.8595 | 89860.8595 | 89860.8595 | 89860.8595 | 89860.8595 | 89860.8595 | 89860.8595 | 89860.8595 | 89860.8595 | 89860.8595 | 89860.8595 | 89860.8595 | 89860.8595 | 89860.8595 | 89860.8595 | 89860.8595 | 89860.8595 | 89860.8595 | 89860.8595 | 89860.8595 | 89860.8595 | 89860.8595 | 89860.8595 | 89860.8595 | 89860.8595 | 89860.8595 | 89860.8595 | 89860.8595 | 89860.8595 | 89860.8595 | 89860.8595 | 89860.8595 | 89860.8595 | 89860.8595 | 89860.8595 | 89860.8595 | 89860.8595 | 89860.8595 | 89860.8595 | 89860.8595 | 89860.8595 | 89860.8595 | 89860.8595 | 89860.8595 | 89860.8595 | 89860.8595 | 89860.8595 | 89860.8595 | 89860.8595 | 89860.8595 | 89860.8595 | 89860.8595 | 89860.8595 | 89860.8595 | 89860.8595 | 89860.8595 | 89860.8595 | 89860.8595 | 89860.8595 | 89860.8595 | 89860.8595 | 89860.8595 | 89860.8595 | 89860.8595 | 89860.8595 | 89860.8595 | 89860.8595 | 89860.8595 | 89860.8595 | 89860.8595 | 89860.8595 | 89860.8595 | 89860.8595 | 89860.8595 | 89860.8595 | 89860.8595 | 89860.8595 | 89860.8595 | 89860.8595 | 89860.8595 | 89860.8595 | 89860.8595 | 89860.8595 | 89860.8595 | 89860.8595 | 89860.8595 | 89860.8595 | 89860.8595 | 89860.8595 | 89860.8595 | 89860.8595 | 89860.8595 | 89860.8595 | 89860.8595 | 89860.8595 | 89860.8595 | 89860.8595 | 89860.8595 | 89860.8595 | 89860.8595 | 89860.8595 | 89860.8595 | 89860.8595 | 89860.8595 | 89860.8595 | 89860.8595 | 89860.8595 | 89860.8595 | 89860.8595 | 89860.8595 | 89860.8595 | 89860.8595 | 89860.8595 | 89860.8595 | 89860.8595 | 89860.8595 | 89860.8595 | 89860.8595 | 89860.8595 | 89860.8595 | 89860.8595 | 89860.8595 | 89860.8595 | 89860.8595 | 89860.8595 | 89860.8595 | 89860.8595 | 89860.8595 | 89860.8595 | 89860.8595 | 89860.8595 | 89860.8595 | 89860.8595 | 89860.8595 | 89860.8595 | 89860.8595 | 89860.8595 | 89860.8595 | 89860.8595 | 89860.8595 | 89860.8595 | 89860.8595 | 89860.8595 | 89860.8595 | 89860.8595 | 89860.8595 | 89860.8595 | 89860.8595 | 89860.8595 | 89860.8595 | 89860.8595 | 89860.8595 | 89860.8595 | 89860.8595 | 89860.8595 | 89860.8595 | 89860.8595 | 89860.8595 | 89860.8595 | 89860.8595 | 89860.8595 | 89860.8595 | 89860.8595 | 89860.8595 | 89860.8595 | 89860.8595 | 89860.8595 | 89860.8595 | 89860.8595 | 89860.8595 | 89860.8595 | 89860.8595 | 89860.8595 | 89860.8595 | 89860.8595 | 89860.8595 | 89860.8595 | 89860.8595 | 89860.8595 | 89860.8595 | 89860.8595 | 89860.8595 | 89860.8595 | 89860.8595 | 89860.8595 | 89860.8595 | 89860.8595 | 89860.8595 | 89860.8595 | 89860.8595 | 89860.8595 | 89860.8595 | 89860.8595 | 89860.8595 | 89860.8595 | 89860.8595 | 89860.8595 | 89860.8595 | 89860.8595 | 89860.8595 | 89860.8595 | 89860.8595 | 89860.8595 | 89860.8595 | 89860.8595 | 89860.8595 | 89860.8595 | 89860.8595 | 89860.8595 | 89860.8595 | 89860.8595 | 89860.8595 | 89860.8595 | 89860.8595 | 89860.8595 | 89860.8595 | 89860.8595 | 89860.8595 | 89860.8595 | 89860.8595 | 89860.8595 | 89860.8595 | 89860.8595 | 89860.8595 | 89860.8595 | 89860.8595 | 89860.8595 | 89860.8595 | 89860.8595 | 89860.8595 | 89860.8595 | 89860.8595 | 89860.8595 | 89860.8595 | 89860.8595 | 89860.8595 | 89860.8595 | 89860.8595 | 89860.8595 | 89860.8595 | 89860.8595 | 89860.8595 | 89860.8595 | 89860.8595 | 89860.8595 | 89860.8595 | 89860.8595 | 89860.8595 | 89860.8595 | 89860.8595 | 89860.8595 | 89860.8595 | 89860.8595 | 89860.8595 | 89860.8595 | 89860.8595 | 89860.8595 | 89860.8595 | 89860.8595 | 89860.8595 | 89860.8595 | 89860.8595 | 89860.8595 | 89860.8595 | 89860.8595 | 89860.8595 | 89860.8595 | 89860.8595 | 89860.8595 | 89860.8595 | 89860.8595 | 89860.8595 | 89860.8595 | 89860.8595 | 89860.8595 | 89860.8595 | 89860.8595 | 89860.8595 | 89860.8595 | 89860.8595 | 89860.8595 | 89860.8595 | 89860.8595 | 89860.8595 | 89860.8595 | 89860.8595 | 89860.8595 | 89860.8595 | 89860.8595 | 89860.8595 | 89860.8595 | 89860.8595 | 89860.8595 | 89860.8595 | 89860.8595 | 89860.8595 | 89860.8595 | 89860.8595 | 89860.8595 | 89860.8595 | 89860.8595 | 89860.8595 | 89860.8595 | 89860.8595 | 89860.8595 | 89860.8595 | 89860.8595 | 89860.8595 | 89860.8595 | 89860.8595 | 89860.8595 | 89860.8595 | 89860.8595 | 89860.8595 | 89860.8595 | 89860.8595 | 89860.8595 | 89860.8595 | 89860.8595 | 89860.8595 | 89860.8595 | 89860.8595 | 89860.8595 | 89860.8595 | 89860.8595 | 89860.8595 | 89860.8595 | 89860.8595 | 89860.8595 | 89860.8595 | 89860.8595 | 89860.8595 | 89860.8595 | 89860.8595 | 89860.8595 | 89860.8595 | 89860.8595 | 89860.8595 | 89860.8595 | 89860.8595 | 89860.8595 | 89860.8595 | 89860.8595 | 89860.8595 | 89860.8595 | 89860.8595 | 89860.8595 | 89860.8595 | 89860.8595 | 89860.8595 | 89860.8595 | 89860.8595 | 89860.8595 | 89860.8595 | 89860.8595 | 89860.8595 | 89860.8595 | 89860.8595 | 89860.8595 | 89860.8595 | 89860.8595 | 89860.8595 | 89860.8595 | 89860.8595 | 89860.8595 | 89860.8595 | 89860.8595 | 89860.8595 | 89860.8595 | 89860.8595 | 89860.8595 | 89860.8595 | 89860.8595 | 89860.8595 | 89860.8595 | 89860.8595 | 89860.8595 | 89860.8595 | 89860.8595 | 89860.8595 | 89860.8595 | 89860.8595 | 89860.8595 | 89860.8595 | 89860.8595 | 89860.8595 | 89860.8595 | 89860.8595 | 89860.8595 | 89860.8595 | 89860.8595 | 89860.8595 | 89860.8595 | 89860.8595 | 89860.8595 | 89860.8595 | 89860.8595 | 89860.8595 | 89860.8595 | 89860.8595 | 89860.8595 | 89860.8595 | 89860.8595 | 89860.8595 | 89860.8595 | 89860.8595 | 89860.8595 | 89860.8595 | 89860.8595 | 89860.8595 | 89860.8595 | 89860.8595 | 89860.8595 | 89860.8595 | 89860.8595 | 89860.8595 | 89860.8595 | 89860.8595 | 89860.8595 | 89860.8595 | 89860.8595 | 89860.8595 | 89860.8595 | 89860.8595 | 89860.8595 | 89860.8595 | 89860.8595 | 89860.8595 | 89860.8595 | 89860.8595 | 89860.8595 | 89860.8595 | 89860.8595 | 89860.8595 | 89860.8595 | 89860.8595 | 89860.8595 | 89860.8595 | 89860.8595 | 89860.8595 | 89860.8595 | 89860.8595 | 89860.8595 | 89860.8595 | 89860.8595 | 89860.8595 | 89860.8595 | 89860.8595 | 89860.8595 | 89860.8595 | 89860.8595 | 89860.8595 | 89860.8595 | 89860.8595 | 89860.8595 | 89860.8595 | 89860.8595 | 89860.8595 | 89860.8595 | 89860.8595 | 89860.8595 | 89860.8595 | 89860.8595 | 89860.8595 | 89860.8595 | 89860.8595 | 89860.8595 | 89860.8595 | 89860.8595 | 89860.8595 | 89860.8595 | 89860.8595 | 89860.8595 | 89860.8595 | 89860.8595 | 89860.8595 | 89860.8595 | 89860.8595 | 89860.8595 | 89860.8595 | 89860.8595 | 89860.8595 | 89860.8595 | 89860.8595 | 89860.8595 | 89860.8595 | 89860.8595 | 89860.8595 | 89860.8595 | 89860.8595 | 89860.8595 | 89860.8595 | 89860.8595 | 89860.8595 | 89860.8595 | 89860.8595 | 89860.8595 | 89860.8595 | 89860.8595 | 89860.8595 | 89860.8595 | 89860.8595 | 89860.8595 | 89860.8595 | 89860.8595 | 89860.8595 | 89860.8595 | 89860.8595 | 89860.8595 | 89860.8595 | 89860.8595 | 89860.8595 | 89860.8595 | 89860.8595 | 89860.8595 | 89860.8595 | 89860.8595 | 89860.8595 | 89860.8595 | 89860.8595 | 89860.8595 | 89860.8595 | 89860.8595 | 89860.8595 | 89860.8595 | 89860.8595 | 89860.8595 | 89860.8595 | 89860.8595 | 89860.8595 | 89860.8595 | 89860.8595 | 89860.8595 | 89860.8595 | 89860.8595 | 89860.8595 | 89860.8595 | 89860.8595 | 89860.8595 | 89860.8595 | 89860.8595 | 89860.8595 | 89860.8595 | 89860.8595 | 89860.8595 | 89860.8595 | 89860.8595 | 89860.8595 | 89860.8595 | 89860.8595 | 89860.8595 | 89860.8595 | 89860.8595 | 89860.8595 | 89860.8595 | 89860.8595 | 89860.8595 | 89860.8595 | 89860.8595 | 89860.8595 | 89860.8595 | 89860.8595 | 89860.8595 | 89860.8595 | 89860.8595 | 89860.8595 | 89860.8595 | 89860.8595 | 89860.8595 | 89860.8595 | 89860.8595 | 89860.8595 | 89860.8595 | 89860.8595 | 89860.8595 | 89860.8595 | 89860.8595 | 89860.8595 | 89860.8595 | 89860.8595 | 89860.8595 | 89860.8595 | 89860.8595 | 89860.8595 | 89860.8595 | 89860.8595 | 89860.8595 | 89860.8595 | 89860.8595 | 89860.8595 | 89860.8595 | 89860.8595 | 89860.8595 | 89860.8595 | 89860.8595 | 89860.8595 | 89860.8595 | 89860.8595 | 89860.8595 | 89860.8595 | 89860.8595 | 89860.8595 | 89860.8595 | 89860.8595 | 89860.8595 | 89860.8595 | 89860.8595 | 89860.8595 | 89860.8595 | 89860.8595 | 89860.8595 | 89860.8595 | 89860.8595 | 89860.8595 | 89860.8595 | 89860.8595 | 89860.8595 | 89860.8595 | 89860.8595 | 89860.8595 | 89860.8595 | 89860.8595 | 89860.8595 | 89860.8595 | 89860.8595 | 89860.8595 | 89860.8595 | 89860.8595 | 89860.8595 | 89860.8595 | 89860.8595 | 89860.8595 | 89860.8595 | 89860.8595 | 89860.8595 | 89860.8595 | 89860.8595 | 89860.8595 | 89860.8595 | 89860.8595 | 89860.8595 | 89860.8595 | 89860.8595 | 89860.8595 | 89860.8595 | 89860.8595 | 89860.8595 | 89860.8595 | 89860.8595 | 89860.8595 | 89860.8595 | 89860.8595 | 89860.8595 | 89860.8595 | 89860.8595 | 89860.8595 | 89860.8595 | 89860.8595 | 89860.8595 | 89860.8595 | 89860.8595 | 89860.8595 | 89860.8595 | 89860.8595 | 89860.8595 | 89860.8595 | 89860.8595 | 89860.8595 | 89860.8595 | 89860.8595 | 89860.8595 | 89860.8595 | 89860.8595 | 89860.8595 | 89860.8595 | 89860.8595 | 89860.8595 | 89860.8595 | 89860.8595 | 89860.8595 | 89860.8595 | 89860.8595 | 89860.8595 | 89860.8595 | 89860.8595 | 89860.8595 | 89860.8595 | 89860.8595 | 89860.8595 | 89860.8595 | 89860.8595 | 89860.8595 | 89860.8595 | 89860.8595 | 89860.8595 | 89860.8595 | 89860.8595 | 89860.8595 | 89860.8595 | 89860.8595 | 89860.8595 | 89860.8595 | 89860.8595 | 89860.8595 | 89860.8595 | 89860.8595 | 89860.8595 | 89860.8595 | 89860.8595 | 89860.8595 | 89860.8595 | 89860.8595 | 89860.8595 | 89860.8595 | 89860.8595 | 89860.8595 | 89860.8595 | 89860.8595 | 89860.8595 | 89860.8595 | 89860.8595 | 89860.8595 | 89860.8595 | 89860.8595 | 89860.8595 | 89860.8595 | 89860.8595 | 89860.8595 | 89860.8595 | 89860.8595 | 89860.8595 | 89860.8595 | 89860.8595 | 89860.8595 | 89860.8595 | 89860.8595 | 89860.8595 | 89860.8595 | 89860.8595 | 89860.8595 | 89860.8595 | 89860.8595 | 89860.8595 | 89860.8595 | 89860.8595 | 89860.8595 | 89860.8595 | 89860.8595 | 89860.8595 | 89860.8595 | 89860.8595 | 89860.8595 | 89860.8595 | 89860.8595 | 89860.8595 | 89860.8595 | 89860.8595 | 89860.8595 | 89860.8595 | 89860.8595 | 89860.8595 | 89860.8595 | 89860.8595 | 89860.8595 | 89860.8595 | 89860.8595 | 89860.8595 | 89860.8595 | 89860.8595 | 89860.8595 | 89860.8595 | 89860.8595 | 89860.8595 | 89860.8595 | 89860.8595 | 89860.8595 | 89860.8595 | 89860.8595 | 89860.8595 | 89860.8595 | 89860.8595 | 89860.8595 | 89860.8595 | 89860.8595 | 89860.8595 | 89860.8595 | 89860.8595 | 89860.8595 | 89860.8595 | 89860.8595 | 89860.8595 | 89860.8595 | 89860.8595 | 89860.8595 | 89860.8595 | 89860.8595 | 89860.8595 | 89860.8595 | 89860.8595 | 89860.8595 | 89860.8595 | 89860.8595 | 89860.8595 | 89860.8595 | 89860.8595 | 89860.8595 | 89860.8595 | 89860.8595 | 89860.8595 | 89860.8595 | 89860.8595 | 89860.8595 | 89860.8595 | 89860.8595 | 89860.8595 | 89860.8595 | 89860.8595 | 89860.8595 | 89860.8595 | 89860.8595 | 89860.8595 | 89860.8595 | 89860.8595 | 89860.8595 | 89860.8595 | 89860.8595 | 89860.8595 | 89860.8595 | 89860.8595 | 89860.8595 | 89860.8595 | 89860.8595 | 89860.8595 | 89860.8595 | 89860.8595 | 89860.8595 | 89860.8595 | 89860.8595 | 89860.8595 | 89860.8595 | 89860.8595 | 89860.8595 | 89860.8595 | 89860.8595 | 89860.8595 | 89860.8595 | 89860.8595 | 89860.8595 | 89860.8595 | 89860.8595 | 89860.8595 | 89860.8595 | 89860.8595 | 89860.8595 | 89860.8595 | 89860.8595 | 89860.8595 | 89860.8595 | 89860.8595 | 89860.8595 | 89860.8595 | 89860.8595 | 89860.8595 | 89860.8595 | 89860.8595 | 89860.8595 | 89860.8595 | 89860.8595 | 89860.8595 | 89860.8595 | 89860.8595 | 89860.8595 | 89860.8595 | 89860.8595 | 89860.8595 | 89860.8595 | 89860.8595 | 89860.8595 | 89860.8595 | 89860.8595 | 89860.8595 | 89860.8595 | 89860.8595 | 89860.8595 | 89860.8595 | 89860.8595 | 89860.8595 | 89860.8595 | 89860.8595 | 89860.8595 | 89860.8595 | 89860.8595 | 89860.8595 | 89860.8595 | 89860.8595 | 89860.8595 | 89860.8595 | 89860.8595 | 89860.8595 | 89860.8595 | 89860.8595 | 89860.8595 | 89860.8595 | 89860.8595 | 89860.8595 | 89860.8595 | 89860.8595 | 89860.8595 | 89860.8595 | 89860.8595 | 89860.8595 | 89860.8595 | 89860.8595 | 89860.8595 | 89860.8595 | 89860.8595 | 89860.8595 | 89860.8595 | 89860.8595 | 89860.8595 | 89860.8595 | 89860.8595 | 89860.8595 | 89860.8595 | 89860.8595 | 89860.8595 | 89860.8595 | 89860.8595 | 89860.8595 | 89860.8595 | 89860.8595 | 89860.8595 | 89860.8595 | 89860.8595 | 89860.8595 | 89860.8595 | 89860.8595 | 89860.8595 | 89860.8595 | 89860.8595 | 89860.8595 | 89860.8595 | 89860.8595 | 89860.8595 | 89860.8595 | 89860.8595 | 89860.8595 | 89860.8595 | 89860.8595 | 89860.8595 | 89860.8595 | 89860.8595 | 89860.8595 | 89860.8595 | 89860.8595 | 89860.8595 | 89860.8595 | 89860.8595 | 89860.8595 | 89860.8595 | 89860.8595 | 89860.8595 | 89860.8595 | 89860.8595 | 89860.8595 | 89860.8595 | 89860.8595 | 89860.8595 | 89860.8595 | 89860.8595 | 89860.8595 | 89860.8595 | 89860.8595 | 89860.8595 | 89860.8595 | 89860.8595 | 89860.8595 | 89860.8595 | 89860.8595 | 89860.8595 | 89860.8595 | 89860.8595 | 89860.8595 | 89860.8595 | 89860.8595 | 89860.8595 | 89860.8595 | 89860.8595 | 89860.8595 | 89860.8595 | 89860.8595 | 89860.8595 | 89860.8595 | 89860.8595 | 89860.8595 | 89860.8595 | 89860.8595 | 89860.8595 | 89860.8595 | 89860.8595 | 89860.8595 | 89860.8595 | 89860.8595 | 89860.8595 | 89860.8595 | 89860.8595 | 89860.8595 | 89860.8595 | 89860.8595 | 89860.8595 | 89860.8595 | 89860.8595 | 89860.8595 | 89860.8595 | 89860.8595 | 89860.8595 | 89860.8595 | 89860.8595 | 89860.8595 | 89860.8595 | 89860.8595 | 89860.8595 | 89860.8595 | 89860.8595 | 89860.8595 | 89860.8595 | 89860.8595 | 89860.8595 | 89860.8595 | 89860.8595 | 89860.8595 | 89860.8595 | 89860.8595 | 89860.8595 | 89860.8595 | 89860.8595 | 89860.8595 | 89860.8595 | 89860.8595 | 89860.8595 | 89860.8595 | 89860.8595 | 89860.8595 | 89860.8595 | 89860.8595 | 89860.8595 | 89860.8595 | 89860.8595 | 89860.8595 | 89860.8595 | 89860.8595 | 89860.8595 | 89860.8595 | 89860.8595 | 89860.8595 | 89860.8595 | 89860.8595 | 89860.8595 | 89860.8595 | 89860.8595 | 89860.8595 | 89860.8595 | 89860.8595 | 89860.8595 | 89860.8595 | 89860.8595 | 89860.8595 | 89860.8595 | 89860.8595 | 89860.8595 | 89860.8595 | 89860.8595 | 89860.8595 | 89860.8595 | 89860.8595 | 89860.8595 | 89860.8595 | 89860.8595 | 89860.8595 | 89860.8595 | 89860.8595 | 89860.8595 | 89860.8595 | 89860.8595 | 89860.8595 | 89860.8595 | 89860.8595 | 89860.8595 | 89860.8595 | 89860.8595 | 89860.8595 | 89860.8595 | 89860.8595 | 89860.8595 | 89860.8595 | 89860.8595 | 89860.8595 | 89860.8595 | 89860.8595 | 89860.8595 | 89860.8595 | 89860.8595 | 89860.8595 | 89860.8595 | 89860.8595 | 89860.8595 | 89860.8595 | 89860.8595 | 89860.8595 | 89860.8595 | 89860.8595 | 89860.8595 | 89860.8595 | 89860.8595 | 89860.8595 | 89860.8595 | 89860.8595 | 89860.8595 | 89860.8595 | 89860.8595 | 89860.8595 | 89860.8595 | 89860.8595 | 89860.8595 | 89860.8595 | 89860.8595 | 89860.8595 | 89860.8595 | 89860.8595 | 89860.8595 | 89860.8595 | 89860.8595 | 89860.8595 | 89860.8595 | 89860.8595
Air Viscosity | Pa.s | m | 1.8244e-05 | 1.8247e-05 | 1.825e-05 | 1.8252e-05 | 1.8255e-05 | 1.8258e-05 | 1.826e-05 | 1.8263e-05 | 1.8266e-05 | 1.8268e-05 | 1.8271e-05 | 1.8274e-05 | 1.8277e-05 | 1.8279e-05 | 1.8282e-05 | 1.8285e-05 | 1.8287e-05 | 1.829e-05 | 1.8293e-05 | 1.8295e-05 | 1.8298e-05 | 1.8301e-05 | 1.8303e-05 | 1.8306e-05 | 1.8309e-05 | 1.8311e-05 | 1.8314e-05 | 1.8317e-05 | 1.8319e-05 | 1.8322e-05 | 1.8325e-05 | 1.8328e-05 | 1.833e-05 | 1.8333e-05 | 1.8336e-05 | 1.8338e-05 | 1.8341e-05 | 1.8344e-05 | 1.8346e-05 | 1.8349e-05 | 1.8352e-05 | 1.8354e-05 | 1.8357e-05 | 1.836e-05 | 1.8362e-05 | 1.8365e-05 | 1.8368e-05 | 1.837e-05 | 1.8373e-05 | 1.8376e-05 | 1.8378e-05 | 1.8381e-05 | 1.8383e-05 | 1.8386e-05 | 1.8389e-05 | 1.8391e-05 | 1.8394e-05 | 1.8397e-05 | 1.8399e-05 | 1.8402e-05 | 1.8405e-05 | 1.8407e-05 | 1.841e-05 | 1.8413e-05 | 1.8415e-05 | 1.8418e-05 | 1.8421e-05 | 1.8423e-05 | 1.8426e-05 | 1.8428e-05 | 1.8431e-05 | 1.8434e-05 | 1.8436e-05 | 1.8439e-05 | 1.8442e-05 | 1.8444e-05 | 1.8447e-05 | 1.845e-05 | 1.8452e-05 | 1.8452e-05 | 1.8452e-05 | 1.8452e-05 | 1.8452e-05 | 1.8452e-05 | 1.8452e-05 | 1.8452e-05 | 1.8452e-05 | 1.8452e-05 | 1.8452e-05 | 1.8452e-05 | 1.8452e-05 | 1.8452e-05 | 1.8452e-05 | 1.8452e-05 | 1.8452e-05 | 1.8452e-05 | 1.8452e-05 | 1.8452e-05 | 1.8452e-05 | 1.8452e-05 | 1.8452e-05 | 1.8452e-05 | 1.8452e-05 | 1.8452e-05 | 1.8452e-05 | 1.8452e-05 | 1.8452e-05 | 1.8452e-05 | 1.8452e-05 | 1.8452e-05 | 1.8452e-05 | 1.8452e-05 | 1.8452e-05 | 1.8452e-05 | 1.8452e-05 | 1.8452e-05 | 1.8452e-05 | 1.8452e-05 | 1.8452e-05 | 1.8452e-05 | 1.8452e-05 | 1.8452e-05 | 1.8452e-05 | 1.8452e-05 | 1.8452e-05 | 1.8452e-05 | 1.8452e-05 | 1.8452e-05 | 1.8452e-05 | 1.8452e-05 | 1.8452e-05 | 1.8452e-05 | 1.8452e-05 | 1.8452e-05 | 1.8452e-05 | 1.8452e-05 | 1.8452e-05 | 1.8452e-05 | 1.8452e-05 | 1.8452e-05 | 1.8452e-05 | 1.8452e-05 | 1.8452e-05 | 1.8452e-05 | 1.8452e-05 | 1.8452e-05 | 1.8452e-05 | 1.8452e-05 | 1.8452e-05 | 1.8452e-05 | 1.8452e-05 | 1.8452e-05 | 1.8452e-05 | 1.8452e-05 | 1.8452e-05 | 1.8452e-05 | 1.8452e-05 | 1.8452e-05 | 1.8452e-05 | 1.8452e-05 | 1.8452e-05 | 1.8452e-05 | 1.8452e-05 | 1.8452e-05 | 1.8452e-05 | 1.8452e-05 | 1.8452e-05 | 1.8452e-05 | 1.8452e-05 | 1.8452e-05 | 1.8452e-05 | 1.8452e-05 | 1.8452e-05 | 1.8452e-05 | 1.8452e-05 | 1.8452e-05 | 1.8452e-05 | 1.8452e-05 | 1.8452e-05 | 1.8452e-05 | 1.8452e-05 | 1.8452e-05 | 1.8452e-05 | 1.8452e-05 | 1.8452e-05 | 1.8452e-05 | 1.8452e-05 | 1.8452e-05 | 1.8452e-05 | 1.8452e-05 | 1.8452e-05 | 1.8452e-05 | 1.8452e-05 | 1.8452e-05 | 1.8452e-05 | 1.8452e-05 | 1.8452e-05 | 1.8452e-05 | 1.8452e-05 | 1.8452e-05 | 1.8452e-05 | 1.8452e-05 | 1.8452e-05 | 1.8452e-05 | 1.8452e-05 | 1.8452e-05 | 1.8452e-05 | 1.8452e-05 | 1.8452e-05 | 1.8452e-05 | 1.8452e-05 | 1.8452e-05 | 1.8452e-05 | 1.8452e-05 | 1.8452e-05 | 1.8452e-05 | 1.8452e-05 | 1.8452e-05 | 1.8452e-05 | 1.8452e-05 | 1.8452e-05 | 1.8452e-05 | 1.8452e-05 | 1.8452e-05 | 1.8452e-05 | 1.8452e-05 | 1.8452e-05 | 1.8452e-05 | 1.8452e-05 | 1.8452e-05 | 1.8452e-05 | 1.8452e-05 | 1.8452e-05 | 1.8452e-05 | 1.8452e-05 | 1.8452e-05 | 1.8452e-05 | 1.8452e-05 | 1.8452e-05 | 1.8452e-05 | 1.8452e-05 | 1.8452e-05 | 1.8452e-05 | 1.8452e-05 | 1.8452e-05 | 1.8452e-05 | 1.8452e-05 | 1.8452e-05 | 1.8452e-05 | 1.8452e-05 | 1.8452e-05 | 1.8452e-05 | 1.8452e-05 | 1.8452e-05 | 1.8452e-05 | 1.8452e-05 | 1.8452e-05 | 1.8452e-05 | 1.8452e-05 | 1.8452e-05 | 1.8452e-05 | 1.8452e-05 | 1.8452e-05 | 1.8452e-05 | 1.8452e-05 | 1.8452e-05 | 1.8452e-05 | 1.8452e-05 | 1.8452e-05 | 1.8452e-05 | 1.8452e-05 | 1.8452e-05 | 1.8452e-05 | 1.8452e-05 | 1.8452e-05 | 1.8452e-05 | 1.8452e-05 | 1.8452e-05 | 1.8452e-05 | 1.8452e-05 | 1.8452e-05 | 1.8452e-05 | 1.8452e-05 | 1.8452e-05 | 1.8452e-05 | 1.8452e-05 | 1.8452e-05 | 1.8452e-05 | 1.8452e-05 | 1.8452e-05 | 1.8452e-05 | 1.8452e-05 | 1.8452e-05 | 1.8452e-05 | 1.8452e-05 | 1.8452e-05 | 1.8452e-05 | 1.8452e-05 | 1.8452e-05 | 1.8452e-05 | 1.8452e-05 | 1.8452e-05 | 1.8452e-05 | 1.8452e-05 | 1.8452e-05 | 1.8452e-05 | 1.8452e-05 | 1.8452e-05 | 1.8452e-05 | 1.8452e-05 | 1.8452e-05 | 1.8452e-05 | 1.8452e-05 | 1.8452e-05 | 1.8452e-05 | 1.8452e-05 | 1.8452e-05 | 1.8452e-05 | 1.8452e-05 | 1.8452e-05 | 1.8452e-05 | 1.8452e-05 | 1.8452e-05 | 1.8452e-05 | 1.8452e-05 | 1.8452e-05 | 1.8452e-05 | 1.8452e-05 | 1.8452e-05 | 1.8452e-05 | 1.8452e-05 | 1.8452e-05 | 1.8452e-05 | 1.8452e-05 | 1.8452e-05 | 1.8452e-05 | 1.8452e-05 | 1.8452e-05 | 1.8452e-05 | 1.8452e-05 | 1.8452e-05 | 1.8452e-05 | 1.8452e-05 | 1.8452e-05 | 1.8452e-05 | 1.8452e-05 | 1.8452e-05 | 1.8452e-05 | 1.8452e-05 | 1.8452e-05 | 1.8452e-05 | 1.8452e-05 | 1.8452e-05 | 1.8452e-05 | 1.8452e-05 | 1.8452e-05 | 1.8452e-05 | 1.8452e-05 | 1.8452e-05 | 1.8452e-05 | 1.8452e-05 | 1.8452e-05 | 1.8452e-05 | 1.8452e-05 | 1.8452e-05 | 1.8452e-05 | 1.8452e-05 | 1.8452e-05 | 1.8452e-05 | 1.8452e-05 | 1.8452e-05 | 1.8452e-05 | 1.8452e-05 | 1.8452e-05 | 1.8452e-05 | 1.8452e-05 | 1.8452e-05 | 1.8452e-05 | 1.8452e-05 | 1.8452e-05 | 1.8452e-05 | 1.8452e-05 | 1.8452e-05 | 1.8452e-05 | 1.8452e-05 | 1.8452e-05 | 1.8452e-05 | 1.8452e-05 | 1.8452e-05 | 1.8452e-05 | 1.8452e-05 | 1.8452e-05 | 1.8452e-05 | 1.8452e-05 | 1.8452e-05 | 1.8452e-05 | 1.8452e-05 | 1.8452e-05 | 1.8452e-05 | 1.8452e-05 | 1.8452e-05 | 1.8452e-05 | 1.8452e-05 | 1.8452e-05 | 1.8452e-05 | 1.8452e-05 | 1.8452e-05 | 1.8452e-05 | 1.8452e-05 | 1.8452e-05 | 1.8452e-05 | 1.8452e-05 | 1.8452e-05 | 1.8452e-05 | 1.8452e-05 | 1.8452e-05 | 1.8452e-05 | 1.8452e-05 | 1.8452e-05 | 1.8452e-05 | 1.8452e-05 | 1.8452e-05 | 1.8452e-05 | 1.8452e-05 | 1.8452e-05 | 1.8452e-05 | 1.8452e-05 | 1.8452e-05 | 1.8452e-05 | 1.8452e-05 | 1.8452e-05 | 1.8452e-05 | 1.8452e-05 | 1.8452e-05 | 1.8452e-05 | 1.8452e-05 | 1.8452e-05 | 1.8452e-05 | 1.8452e-05 | 1.8452e-05 | 1.8452e-05 | 1.8452e-05 | 1.8452e-05 | 1.8452e-05 | 1.8452e-05 | 1.8452e-05 | 1.8452e-05 | 1.8452e-05 | 1.8452e-05 | 1.8452e-05 | 1.8452e-05 | 1.8452e-05 | 1.8452e-05 | 1.8452e-05 | 1.8452e-05 | 1.8452e-05 | 1.8452e-05 | 1.8452e-05 | 1.8452e-05 | 1.8452e-05 | 1.8452e-05 | 1.8452e-05 | 1.8452e-05 | 1.8452e-05 | 1.8452e-05 | 1.8452e-05 | 1.8452e-05 | 1.8452e-05 | 1.8452e-05 | 1.8452e-05 | 1.8452e-05 | 1.8452e-05 | 1.8452e-05 | 1.8452e-05 | 1.8452e-05 | 1.8452e-05 | 1.8452e-05 | 1.8452e-05 | 1.8452e-05 | 1.8452e-05 | 1.8452e-05 | 1.8452e-05 | 1.8452e-05 | 1.8452e-05 | 1.8452e-05 | 1.8452e-05 | 1.8452e-05 | 1.8452e-05 | 1.8452e-05 | 1.8452e-05 | 1.8452e-05 | 1.8452e-05 | 1.8452e-05 | 1.8452e-05 | 1.8452e-05 | 1.8452e-05 | 1.8452e-05 | 1.8452e-05 | 1.8452e-05 | 1.8452e-05 | 1.8452e-05 | 1.8452e-05 | 1.8452e-05 | 1.8452e-05 | 1.8452e-05 | 1.8452e-05 | 1.8452e-05 | 1.8452e-05 | 1.8452e-05 | 1.8452e-05 | 1.8452e-05 | 1.8452e-05 | 1.8452e-05 | 1.8452e-05 | 1.8452e-05 | 1.8452e-05 | 1.8452e-05 | 1.8452e-05 | 1.8452e-05 | 1.8452e-05 | 1.8452e-05 | 1.8452e-05 | 1.8452e-05 | 1.8452e-05 | 1.8452e-05 | 1.8452e-05 | 1.8452e-05 | 1.8452e-05 | 1.8452e-05 | 1.8452e-05 | 1.8452e-05 | 1.8452e-05 | 1.8452e-05 | 1.8452e-05 | 1.8452e-05 | 1.8452e-05 | 1.8452e-05 | 1.8452e-05 | 1.8452e-05 | 1.8452e-05 | 1.8452e-05 | 1.8452e-05 | 1.8452e-05 | 1.8452e-05 | 1.8452e-05 | 1.8452e-05 | 1.8452e-05 | 1.8452e-05 | 1.8452e-05 | 1.8452e-05 | 1.8452e-05 | 1.8452e-05 | 1.8452e-05 | 1.8452e-05 | 1.8452e-05 | 1.8452e-05 | 1.8452e-05 | 1.8452e-05 | 1.8452e-05 | 1.8452e-05 | 1.8452e-05 | 1.8452e-05 | 1.8452e-05 | 1.8452e-05 | 1.8452e-05 | 1.8452e-05 | 1.8452e-05 | 1.8452e-05 | 1.8452e-05 | 1.8452e-05 | 1.8452e-05 | 1.8452e-05 | 1.8452e-05 | 1.8452e-05 | 1.8452e-05 | 1.8452e-05 | 1.8452e-05 | 1.8452e-05 | 1.8452e-05 | 1.8452e-05 | 1.8452e-05 | 1.8452e-05 | 1.8452e-05 | 1.8452e-05 | 1.8452e-05 | 1.8452e-05 | 1.8452e-05 | 1.8452e-05 | 1.8452e-05 | 1.8452e-05 | 1.8452e-05 | 1.8452e-05 | 1.8452e-05 | 1.8452e-05 | 1.8452e-05 | 1.8452e-05 | 1.8452e-05 | 1.8452e-05 | 1.8452e-05 | 1.8452e-05 | 1.8452e-05 | 1.8452e-05 | 1.8452e-05 | 1.8452e-05 | 1.8452e-05 | 1.8452e-05 | 1.8452e-05 | 1.8452e-05 | 1.8452e-05 | 1.8452e-05 | 1.8452e-05 | 1.8452e-05 | 1.8452e-05 | 1.8452e-05 | 1.8452e-05 | 1.8452e-05 | 1.8452e-05 | 1.8452e-05 | 1.8452e-05 | 1.8452e-05 | 1.8452e-05 | 1.8452e-05 | 1.8452e-05 | 1.8452e-05 | 1.8452e-05 | 1.8452e-05 | 1.8452e-05 | 1.8452e-05 | 1.8452e-05 | 1.8452e-05 | 1.8452e-05 | 1.8452e-05 | 1.8452e-05 | 1.8452e-05 | 1.8452e-05 | 1.8452e-05 | 1.8452e-05 | 1.8452e-05 | 1.8452e-05 | 1.8452e-05 | 1.8452e-05 | 1.8452e-05 | 1.8452e-05 | 1.8452e-05 | 1.8452e-05 | 1.8452e-05 | 1.8452e-05 | 1.8452e-05 | 1.8452e-05 | 1.8452e-05 | 1.8452e-05 | 1.8452e-05 | 1.8452e-05 | 1.8452e-05 | 1.8452e-05 | 1.8452e-05 | 1.8452e-05 | 1.8452e-05 | 1.8452e-05 | 1.8452e-05 | 1.8452e-05 | 1.8452e-05 | 1.8452e-05 | 1.8452e-05 | 1.8452e-05 | 1.8452e-05 | 1.8452e-05 | 1.8452e-05 | 1.8452e-05 | 1.8452e-05 | 1.8452e-05 | 1.8452e-05 | 1.8452e-05 | 1.8452e-05 | 1.8452e-05 | 1.8452e-05 | 1.8452e-05 | 1.8452e-05 | 1.8452e-05 | 1.8452e-05 | 1.8452e-05 | 1.8452e-05 | 1.8452e-05 | 1.8452e-05 | 1.8452e-05 | 1.8452e-05 | 1.8452e-05 | 1.8452e-05 | 1.8452e-05 | 1.8452e-05 | 1.8452e-05 | 1.8452e-05 | 1.8452e-05 | 1.8452e-05 | 1.8452e-05 | 1.8452e-05 | 1.8452e-05 | 1.8452e-05 | 1.8452e-05 | 1.8452e-05 | 1.8452e-05 | 1.8452e-05 | 1.8452e-05 | 1.8452e-05 | 1.8452e-05 | 1.8452e-05 | 1.8452e-05 | 1.8452e-05 | 1.8452e-05 | 1.8452e-05 | 1.8452e-05 | 1.8452e-05 | 1.8452e-05 | 1.8452e-05 | 1.8452e-05 | 1.8452e-05 | 1.8452e-05 | 1.8452e-05 | 1.8452e-05 | 1.8452e-05 | 1.8452e-05 | 1.8452e-05 | 1.8452e-05 | 1.8452e-05 | 1.8452e-05 | 1.8452e-05 | 1.8452e-05 | 1.8452e-05 | 1.8452e-05 | 1.8452e-05 | 1.8452e-05 | 1.8452e-05 | 1.8452e-05 | 1.8452e-05 | 1.8452e-05 | 1.8452e-05 | 1.8452e-05 | 1.8452e-05 | 1.8452e-05 | 1.8452e-05 | 1.8452e-05 | 1.8452e-05 | 1.8452e-05 | 1.8452e-05 | 1.8452e-05 | 1.8452e-05 | 1.8452e-05 | 1.8452e-05 | 1.8452e-05 | 1.8452e-05 | 1.8452e-05 | 1.8452e-05 | 1.8452e-05 | 1.8452e-05 | 1.8452e-05 | 1.8452e-05 | 1.8452e-05 | 1.8452e-05 | 1.8452e-05 | 1.8452e-05 | 1.8452e-05 | 1.8452e-05 | 1.8452e-05 | 1.8452e-05 | 1.8452e-05 | 1.8452e-05 | 1.8452e-05 | 1.8452e-05 | 1.8452e-05 | 1.8452e-05 | 1.8452e-05 | 1.8452e-05 | 1.8452e-05 | 1.8452e-05 | 1.8452e-05 | 1.8452e-05 | 1.8452e-05 | 1.8452e-05 | 1.8452e-05 | 1.8452e-05 | 1.8452e-05 | 1.8452e-05 | 1.8452e-05 | 1.8452e-05 | 1.8452e-05 | 1.8452e-05 | 1.8452e-05 | 1.8452e-05 | 1.8452e-05 | 1.8452e-05 | 1.8452e-05 | 1.8452e-05 | 1.8452e-05 | 1.8452e-05 | 1.8452e-05 | 1.8452e-05 | 1.8452e-05 | 1.8452e-05 | 1.8452e-05 | 1.8452e-05 | 1.8452e-05 | 1.8452e-05 | 1.8452e-05 | 1.8452e-05 | 1.8452e-05 | 1.8452e-05 | 1.8452e-05 | 1.8452e-05 | 1.8452e-05 | 1.8452e-05 | 1.8452e-05 | 1.8452e-05 | 1.8452e-05 | 1.8452e-05 | 1.8452e-05 | 1.8452e-05 | 1.8452e-05 | 1.8452e-05 | 1.8452e-05 | 1.8452e-05 | 1.8452e-05 | 1.8452e-05 | 1.8452e-05 | 1.8452e-05 | 1.8452e-05 | 1.8452e-05 | 1.8452e-05 | 1.8452e-05 | 1.8452e-05 | 1.8452e-05 | 1.8452e-05 | 1.8452e-05 | 1.8452e-05 | 1.8452e-05 | 1.8452e-05 | 1.8452e-05 | 1.8452e-05 | 1.8452e-05 | 1.8452e-05 | 1.8452e-05 | 1.8452e-05 | 1.8452e-05 | 1.8452e-05 | 1.8452e-05 | 1.8452e-05 | 1.8452e-05 | 1.8452e-05 | 1.8452e-05 | 1.8452e-05 | 1.8452e-05 | 1.8452e-05 | 1.8452e-05 | 1.8452e-05 | 1.8452e-05 | 1.8452e-05 | 1.8452e-05 | 1.8452e-05 | 1.8452e-05 | 1.8452e-05 | 1.8452e-05 | 1.8452e-05 | 1.8452e-05 | 1.8452e-05 | 1.8452e-05 | 1.8452e-05 | 1.8452e-05 | 1.8452e-05 | 1.8452e-05 | 1.8452e-05 | 1.8452e-05 | 1.8452e-05 | 1.8452e-05 | 1.8452e-05 | 1.8452e-05 | 1.8452e-05 | 1.8452e-05 | 1.8452e-05 | 1.8452e-05 | 1.8452e-05 | 1.8452e-05 | 1.8452e-05 | 1.8452e-05 | 1.8452e-05 | 1.8452e-05 | 1.8452e-05 | 1.8452e-05 | 1.8452e-05 | 1.8452e-05 | 1.8452e-05 | 1.8452e-05 | 1.8452e-05 | 1.8452e-05 | 1.8452e-05 | 1.8452e-05 | 1.8452e-05 | 1.8452e-05 | 1.8452e-05 | 1.8452e-05 | 1.8452e-05 | 1.8452e-05 | 1.8452e-05 | 1.8452e-05 | 1.8452e-05 | 1.8452e-05 | 1.8452e-05 | 1.8452e-05 | 1.8452e-05 | 1.8452e-05 | 1.8452e-05 | 1.8452e-05 | 1.8452e-05 | 1.8452e-05 | 1.8452e-05 | 1.8452e-05 | 1.8452e-05 | 1.8452e-05 | 1.8452e-05 | 1.8452e-05 | 1.8452e-05 | 1.8452e-05 | 1.8452e-05 | 1.8452e-05 | 1.8452e-05 | 1.8452e-05 | 1.8452e-05 | 1.8452e-05 | 1.8452e-05 | 1.8452e-05 | 1.8452e-05 | 1.8452e-05 | 1.8452e-05 | 1.8452e-05 | 1.8452e-05 | 1.8452e-05 | 1.8452e-05 | 1.8452e-05 | 1.8452e-05 | 1.8452e-05 | 1.8452e-05 | 1.8452e-05 | 1.8452e-05 | 1.8452e-05 | 1.8452e-05 | 1.8452e-05 | 1.8452e-05 | 1.8452e-05 | 1.8452e-05 | 1.8452e-05 | 1.8452e-05 | 1.8452e-05 | 1.8452e-05 | 1.8452e-05 | 1.8452e-05 | 1.8452e-05 | 1.8452e-05 | 1.8452e-05 | 1.8452e-05 | 1.8452e-05 | 1.8452e-05 | 1.8452e-05 | 1.8452e-05 | 1.8452e-05 | 1.8452e-05 | 1.8452e-05 | 1.8452e-05 | 1.8452e-05 | 1.8452e-05 | 1.8452e-05 | 1.8452e-05 | 1.8452e-05 | 1.8452e-05 | 1.8452e-05 | 1.8452e-05 | 1.8452e-05 | 1.8452e-05 | 1.8452e-05 | 1.8452e-05 | 1.8452e-05 | 1.8452e-05 | 1.8452e-05 | 1.8452e-05 | 1.8452e-05 | 1.8452e-05 | 1.8452e-05 | 1.8452e-05 | 1.8452e-05 | 1.8452e-05 | 1.8452e-05 | 1.8452e-05 | 1.8452e-05 | 1.8452e-05 | 1.8452e-05 | 1.8452e-05 | 1.8452e-05 | 1.8452e-05 | 1.8452e-05 | 1.8452e-05 | 1.8452e-05 | 1.8452e-05 | 1.8452e-05 | 1.8452e-05 | 1.8452e-05 | 1.8452e-05 | 1.8452e-05 | 1.8452e-05 | 1.8452e-05 | 1.8452e-05 | 1.8452e-05 | 1.8452e-05 | 1.8452e-05 | 1.8452e-05 | 1.8452e-05 | 1.8452e-05 | 1.8452e-05 | 1.8452e-05 | 1.8452e-05 | 1.8452e-05 | 1.8452e-05 | 1.8452e-05 | 1.8452e-05 | 1.8452e-05 | 1.8452e-05 | 1.8452e-05 | 1.8452e-05 | 1.8452e-05 | 1.8452e-05 | 1.8452e-05 | 1.8452e-05 | 1.8452e-05 | 1.8452e-05 | 1.8452e-05 | 1.8452e-05 | 1.8452e-05 | 1.8452e-05 | 1.8452e-05 | 1.8452e-05 | 1.8452e-05 | 1.8452e-05 | 1.8452e-05 | 1.8452e-05 | 1.8452e-05 | 1.8452e-05 | 1.8452e-05 | 1.8452e-05 | 1.8452e-05 | 1.8452e-05 | 1.8452e-05 | 1.8452e-05 | 1.8452e-05 | 1.8452e-05 | 1.8452e-05 | 1.8452e-05 | 1.8452e-05 | 1.8452e-05 | 1.8452e-05 | 1.8452e-05 | 1.8452e-05 | 1.8452e-05 | 1.8452e-05 | 1.8452e-05 | 1.8452e-05 | 1.8452e-05 | 1.8452e-05 | 1.8452e-05 | 1.8452e-05 | 1.8452e-05 | 1.8452e-05 | 1.8452e-05 | 1.8452e-05 | 1.8452e-05 | 1.8452e-05 | 1.8452e-05 | 1.8452e-05 | 1.8452e-05 | 1.8452e-05 | 1.8452e-05 | 1.8452e-05 | 1.8452e-05 | 1.8452e-05 | 1.8452e-05 | 1.8452e-05 | 1.8452e-05 | 1.8452e-05 | 1.8452e-05 | 1.8452e-05 | 1.8452e-05 | 1.8452e-05 | 1.8452e-05 | 1.8452e-05 | 1.8452e-05 | 1.8452e-05 | 1.8452e-05 | 1.8452e-05 | 1.8452e-05 | 1.8452e-05 | 1.8452e-05 | 1.8452e-05 | 1.8452e-05 | 1.8452e-05 | 1.8452e-05 | 1.8452e-05 | 1.8452e-05 | 1.8452e-05 | 1.8452e-05 | 1.8452e-05 | 1.8452e-05 | 1.8452e-05 | 1.8452e-05 | 1.8452e-05 | 1.8452e-05 | 1.8452e-05 | 1.8452e-05 | 1.8452e-05 | 1.8452e-05 | 1.8452e-05 | 1.8452e-05 | 1.8452e-05 | 1.8452e-05 | 1.8452e-05 | 1.8452e-05 | 1.8452e-05 | 1.8452e-05 | 1.8452e-05 | 1.8452e-05 | 1.8452e-05 | 1.8452e-05 | 1.8452e-05 | 1.8452e-05 | 1.8452e-05 | 1.8452e-05 | 1.8452e-05 | 1.8452e-05 | 1.8452e-05 | 1.8452e-05 | 1.8452e-05 | 1.8452e-05 | 1.8452e-05 | 1.8452e-05 | 1.8452e-05 | 1.8452e-05 | 1.8452e-05 | 1.8452e-05 | 1.8452e-05 | 1.8452e-05 | 1.8452e-05 | 1.8452e-05 | 1.8452e-05 | 1.8452e-05 | 1.8452e-05 | 1.8452e-05 | 1.8452e-05 | 1.8452e-05 | 1.8452e-05 | 1.8452e-05 | 1.8452e-05 | 1.8452e-05 | 1.8452e-05 | 1.8452e-05 | 1.8452e-05 | 1.8452e-05 | 1.8452e-05 | 1.8452e-05 | 1.8452e-05 | 1.8452e-05 | 1.8452e-05 | 1.8452e-05 | 1.8452e-05 | 1.8452e-05 | 1.8452e-05 | 1.8452e-05 | 1.8452e-05 | 1.8452e-05 | 1.8452e-05 | 1.8452e-05 | 1.8452e-05 | 1.8452e-05 | 1.8452e-05 | 1.8452e-05 | 1.8452e-05 | 1.8452e-05 | 1.8452e-05 | 1.8452e-05 | 1.8452e-05 | 1.8452e-05 | 1.8452e-05 | 1.8452e-05 | 1.8452e-05 | 1.8452e-05 | 1.8452e-05 | 1.8452e-05 | 1.8452e-05 | 1.8452e-05 | 1.8452e-05 | 1.8452e-05 | 1.8452e-05 | 1.8452e-05 | 1.8452e-05 | 1.8452e-05 | 1.8452e-05 | 1.8452e-05 | 1.8452e-05 | 1.8452e-05 | 1.8452e-05 | 1.8452e-05 | 1.8452e-05 | 1.8452e-05 | 1.8452e-05 | 1.8452e-05 | 1.8452e-05 | 1.8452e-05 | 1.8452e-05 | 1.8452e-05 | 1.8452e-05 | 1.8452e-05 | 1.8452e-05 | 1.8452e-05 | 1.8452e-05 | 1.8452e-05 | 1.8452e-05 | 1.8452e-05 | 1.8452e-05 | 1.8452e-05 | 1.8452e-05 | 1.8452e-05 | 1.8452e-05 | 1.8452e-05 | 1.8452e-05 | 1.8452e-05 | 1.8452e-05 | 1.8452e-05 | 1.8452e-05 | 1.8452e-05 | 1.8452e-05 | 1.8452e-05 | 1.8452e-05 | 1.8452e-05 | 1.8452e-05 | 1.8452e-05 | 1.8452e-05 | 1.8452e-05 | 1.8452e-05 | 1.8452e-05 | 1.8452e-05 | 1.8452e-05 | 1.8452e-05 | 1.8452e-05 | 1.8452e-05 | 1.8452e-05 | 1.8452e-05 | 1.8452e-05 | 1.8452e-05 | 1.8452e-05 | 1.8452e-05 | 1.8452e-05 | 1.8452e-05 | 1.8452e-05 | 1.8452e-05 | 1.8452e-05 | 1.8452e-05 | 1.8452e-05 | 1.8452e-05 | 1.8452e-05 | 1.8452e-05 | 1.8452e-05 | 1.8452e-05 | 1.8452e-05 | 1.8452e-05 | 1.8452e-05 | 1.8452e-05 | 1.8452e-05 | 1.8452e-05 | 1.8452e-05 | 1.8452e-05 | 1.8452e-05 | 1.8452e-05 | 1.8452e-05 | 1.8452e-05 | 1.8452e-05 | 1.8452e-05 | 1.8452e-05 | 1.8452e-05 | 1.8452e-05 | 1.8452e-05 | 1.8452e-05 | 1.8452e-05 | 1.8452e-05 | 1.8452e-05 | 1.8452e-05 | 1.8452e-05 | 1.8452e-05 | 1.8452e-05 | 1.8452e-05 | 1.8452e-05 | 1.8452e-05 | 1.8452e-05 | 1.8452e-05 | 1.8452e-05 | 1.8452e-05 | 1.8452e-05 | 1.8452e-05 | 1.8452e-05 | 1.8452e-05 | 1.8452e-05 | 1.8452e-05 | 1.8452e-05 | 1.8452e-05 | 1.8452e-05 | 1.8452e-05 | 1.8452e-05 | 1.8452e-05 | 1.8452e-05 | 1.8452e-05 | 1.8452e-05 | 1.8452e-05 | 1.8452e-05 | 1.8452e-05 | 1.8452e-05 | 1.8452e-05 | 1.8452e-05 | 1.8452e-05 | 1.8452e-05 | 1.8452e-05 | 1.8452e-05 | 1.8452e-05 | 1.8452e-05 | 1.8452e-05 | 1.8452e-05 | 1.8452e-05 | 1.8452e-05 | 1.8452e-05 | 1.8452e-05 | 1.8452e-05 | 1.8452e-05 | 1.8452e-05 | 1.8452e-05 | 1.8452e-05 | 1.8452e-05 | 1.8452e-05 | 1.8452e-05 | 1.8452e-05 | 1.8452e-05 | 1.8452e-05 | 1.8452e-05 | 1.8452e-05 | 1.8452e-05 | 1.8452e-05 | 1.8452e-05 | 1.8452e-05 | 1.8452e-05 | 1.8452e-05 | 1.8452e-05 | 1.8452e-05 | 1.8452e-05 | 1.8452e-05 | 1.8452e-05 | 1.8452e-05 | 1.8452e-05 | 1.8452e-05 | 1.8452e-05 | 1.8452e-05 | 1.8452e-05
Plate Temp Viscosity | Pa.s | mw | 1.8401e-05 | 1.8403e-05 | 1.8406e-05 | 1.8409e-05 | 1.8411e-05 | 1.8414e-05 | 1.8416e-05 | 1.8419e-05 | 1.8422e-05 | 1.8424e-05 | 1.8427e-05 | 1.8429e-05 | 1.8432e-05 | 1.8434e-05 | 1.8437e-05 | 1.844e-05 | 1.8442e-05 | 1.8445e-05 | 1.8447e-05 | 1.845e-05 | 1.8452e-05 | 1.8455e-05 | 1.8458e-05 | 1.846e-05 | 1.8463e-05 | 1.8465e-05 | 1.8468e-05 | 1.847e-05 | 1.8473e-05 | 1.8476e-05 | 1.8478e-05 | 1.8481e-05 | 1.8483e-05 | 1.8486e-05 | 1.8488e-05 | 1.8491e-05 | 1.8493e-05 | 1.8496e-05 | 1.8499e-05 | 1.8501e-05 | 1.8504e-05 | 1.8506e-05 | 1.8509e-05 | 1.8511e-05 | 1.8514e-05 | 1.8516e-05 | 1.8519e-05 | 1.8521e-05 | 1.8524e-05 | 1.8527e-05 | 1.8529e-05 | 1.8532e-05 | 1.8534e-05 | 1.8537e-05 | 1.8539e-05 | 1.8542e-05 | 1.8544e-05 | 1.8547e-05 | 1.8549e-05 | 1.8552e-05 | 1.8554e-05 | 1.8557e-05 | 1.856e-05 | 1.8562e-05 | 1.8565e-05 | 1.8567e-05 | 1.857e-05 | 1.8572e-05 | 1.8575e-05 | 1.8577e-05 | 1.858e-05 | 1.8582e-05 | 1.8585e-05 | 1.8587e-05 | 1.859e-05 | 1.8592e-05 | 1.8595e-05 | 1.8597e-05 | 1.86e-05 | 1.86e-05 | 1.86e-05 | 1.86e-05 | 1.86e-05 | 1.86e-05 | 1.86e-05 | 1.86e-05 | 1.86e-05 | 1.86e-05 | 1.86e-05 | 1.86e-05 | 1.86e-05 | 1.86e-05 | 1.86e-05 | 1.86e-05 | 1.86e-05 | 1.86e-05 | 1.86e-05 | 1.86e-05 | 1.86e-05 | 1.86e-05 | 1.86e-05 | 1.86e-05 | 1.86e-05 | 1.86e-05 | 1.86e-05 | 1.86e-05 | 1.86e-05 | 1.86e-05 | 1.86e-05 | 1.86e-05 | 1.86e-05 | 1.86e-05 | 1.86e-05 | 1.86e-05 | 1.86e-05 | 1.86e-05 | 1.86e-05 | 1.86e-05 | 1.86e-05 | 1.86e-05 | 1.86e-05 | 1.86e-05 | 1.86e-05 | 1.86e-05 | 1.86e-05 | 1.86e-05 | 1.86e-05 | 1.86e-05 | 1.86e-05 | 1.86e-05 | 1.86e-05 | 1.86e-05 | 1.86e-05 | 1.86e-05 | 1.86e-05 | 1.86e-05 | 1.86e-05 | 1.86e-05 | 1.86e-05 | 1.86e-05 | 1.86e-05 | 1.86e-05 | 1.86e-05 | 1.86e-05 | 1.86e-05 | 1.86e-05 | 1.86e-05 | 1.86e-05 | 1.86e-05 | 1.86e-05 | 1.86e-05 | 1.86e-05 | 1.86e-05 | 1.86e-05 | 1.86e-05 | 1.86e-05 | 1.86e-05 | 1.86e-05 | 1.86e-05 | 1.86e-05 | 1.86e-05 | 1.86e-05 | 1.86e-05 | 1.86e-05 | 1.86e-05 | 1.86e-05 | 1.86e-05 | 1.86e-05 | 1.86e-05 | 1.86e-05 | 1.86e-05 | 1.86e-05 | 1.86e-05 | 1.86e-05 | 1.86e-05 | 1.86e-05 | 1.86e-05 | 1.86e-05 | 1.86e-05 | 1.86e-05 | 1.86e-05 | 1.86e-05 | 1.86e-05 | 1.86e-05 | 1.86e-05 | 1.86e-05 | 1.86e-05 | 1.86e-05 | 1.86e-05 | 1.86e-05 | 1.86e-05 | 1.86e-05 | 1.86e-05 | 1.86e-05 | 1.86e-05 | 1.86e-05 | 1.86e-05 | 1.86e-05 | 1.86e-05 | 1.86e-05 | 1.86e-05 | 1.86e-05 | 1.86e-05 | 1.86e-05 | 1.86e-05 | 1.86e-05 | 1.86e-05 | 1.86e-05 | 1.86e-05 | 1.86e-05 | 1.86e-05 | 1.86e-05 | 1.86e-05 | 1.86e-05 | 1.86e-05 | 1.86e-05 | 1.86e-05 | 1.86e-05 | 1.86e-05 | 1.86e-05 | 1.86e-05 | 1.86e-05 | 1.86e-05 | 1.86e-05 | 1.86e-05 | 1.86e-05 | 1.86e-05 | 1.86e-05 | 1.86e-05 | 1.86e-05 | 1.86e-05 | 1.86e-05 | 1.86e-05 | 1.86e-05 | 1.86e-05 | 1.86e-05 | 1.86e-05 | 1.86e-05 | 1.86e-05 | 1.86e-05 | 1.86e-05 | 1.86e-05 | 1.86e-05 | 1.86e-05 | 1.86e-05 | 1.86e-05 | 1.86e-05 | 1.86e-05 | 1.86e-05 | 1.86e-05 | 1.86e-05 | 1.86e-05 | 1.86e-05 | 1.86e-05 | 1.86e-05 | 1.86e-05 | 1.86e-05 | 1.86e-05 | 1.86e-05 | 1.86e-05 | 1.86e-05 | 1.86e-05 | 1.86e-05 | 1.86e-05 | 1.86e-05 | 1.86e-05 | 1.86e-05 | 1.86e-05 | 1.86e-05 | 1.86e-05 | 1.86e-05 | 1.86e-05 | 1.86e-05 | 1.86e-05 | 1.86e-05 | 1.86e-05 | 1.86e-05 | 1.86e-05 | 1.86e-05 | 1.86e-05 | 1.86e-05 | 1.86e-05 | 1.86e-05 | 1.86e-05 | 1.86e-05 | 1.86e-05 | 1.86e-05 | 1.86e-05 | 1.86e-05 | 1.86e-05 | 1.86e-05 | 1.86e-05 | 1.86e-05 | 1.86e-05 | 1.86e-05 | 1.86e-05 | 1.86e-05 | 1.86e-05 | 1.86e-05 | 1.86e-05 | 1.86e-05 | 1.86e-05 | 1.86e-05 | 1.86e-05 | 1.86e-05 | 1.86e-05 | 1.86e-05 | 1.86e-05 | 1.86e-05 | 1.86e-05 | 1.86e-05 | 1.86e-05 | 1.86e-05 | 1.86e-05 | 1.86e-05 | 1.86e-05 | 1.86e-05 | 1.86e-05 | 1.86e-05 | 1.86e-05 | 1.86e-05 | 1.86e-05 | 1.86e-05 | 1.86e-05 | 1.86e-05 | 1.86e-05 | 1.86e-05 | 1.86e-05 | 1.86e-05 | 1.86e-05 | 1.86e-05 | 1.86e-05 | 1.86e-05 | 1.86e-05 | 1.86e-05 | 1.86e-05 | 1.86e-05 | 1.86e-05 | 1.86e-05 | 1.86e-05 | 1.86e-05 | 1.86e-05 | 1.86e-05 | 1.86e-05 | 1.86e-05 | 1.86e-05 | 1.86e-05 | 1.86e-05 | 1.86e-05 | 1.86e-05 | 1.86e-05 | 1.86e-05 | 1.86e-05 | 1.86e-05 | 1.86e-05 | 1.86e-05 | 1.86e-05 | 1.86e-05 | 1.86e-05 | 1.86e-05 | 1.86e-05 | 1.86e-05 | 1.86e-05 | 1.86e-05 | 1.86e-05 | 1.86e-05 | 1.86e-05 | 1.86e-05 | 1.86e-05 | 1.86e-05 | 1.86e-05 | 1.86e-05 | 1.86e-05 | 1.86e-05 | 1.86e-05 | 1.86e-05 | 1.86e-05 | 1.86e-05 | 1.86e-05 | 1.86e-05 | 1.86e-05 | 1.86e-05 | 1.86e-05 | 1.86e-05 | 1.86e-05 | 1.86e-05 | 1.86e-05 | 1.86e-05 | 1.86e-05 | 1.86e-05 | 1.86e-05 | 1.86e-05 | 1.86e-05 | 1.86e-05 | 1.86e-05 | 1.86e-05 | 1.86e-05 | 1.86e-05 | 1.86e-05 | 1.86e-05 | 1.86e-05 | 1.86e-05 | 1.86e-05 | 1.86e-05 | 1.86e-05 | 1.86e-05 | 1.86e-05 | 1.86e-05 | 1.86e-05 | 1.86e-05 | 1.86e-05 | 1.86e-05 | 1.86e-05 | 1.86e-05 | 1.86e-05 | 1.86e-05 | 1.86e-05 | 1.86e-05 | 1.86e-05 | 1.86e-05 | 1.86e-05 | 1.86e-05 | 1.86e-05 | 1.86e-05 | 1.86e-05 | 1.86e-05 | 1.86e-05 | 1.86e-05 | 1.86e-05 | 1.86e-05 | 1.86e-05 | 1.86e-05 | 1.86e-05 | 1.86e-05 | 1.86e-05 | 1.86e-05 | 1.86e-05 | 1.86e-05 | 1.86e-05 | 1.86e-05 | 1.86e-05 | 1.86e-05 | 1.86e-05 | 1.86e-05 | 1.86e-05 | 1.86e-05 | 1.86e-05 | 1.86e-05 | 1.86e-05 | 1.86e-05 | 1.86e-05 | 1.86e-05 | 1.86e-05 | 1.86e-05 | 1.86e-05 | 1.86e-05 | 1.86e-05 | 1.86e-05 | 1.86e-05 | 1.86e-05 | 1.86e-05 | 1.86e-05 | 1.86e-05 | 1.86e-05 | 1.86e-05 | 1.86e-05 | 1.86e-05 | 1.86e-05 | 1.86e-05 | 1.86e-05 | 1.86e-05 | 1.86e-05 | 1.86e-05 | 1.86e-05 | 1.86e-05 | 1.86e-05 | 1.86e-05 | 1.86e-05 | 1.86e-05 | 1.86e-05 | 1.86e-05 | 1.86e-05 | 1.86e-05 | 1.86e-05 | 1.86e-05 | 1.86e-05 | 1.86e-05 | 1.86e-05 | 1.86e-05 | 1.86e-05 | 1.86e-05 | 1.86e-05 | 1.86e-05 | 1.86e-05 | 1.86e-05 | 1.86e-05 | 1.86e-05 | 1.86e-05 | 1.86e-05 | 1.86e-05 | 1.86e-05 | 1.86e-05 | 1.86e-05 | 1.86e-05 | 1.86e-05 | 1.86e-05 | 1.86e-05 | 1.86e-05 | 1.86e-05 | 1.86e-05 | 1.86e-05 | 1.86e-05 | 1.86e-05 | 1.86e-05 | 1.86e-05 | 1.86e-05 | 1.86e-05 | 1.86e-05 | 1.86e-05 | 1.86e-05 | 1.86e-05 | 1.86e-05 | 1.86e-05 | 1.86e-05 | 1.86e-05 | 1.86e-05 | 1.86e-05 | 1.86e-05 | 1.86e-05 | 1.86e-05 | 1.86e-05 | 1.86e-05 | 1.86e-05 | 1.86e-05 | 1.86e-05 | 1.86e-05 | 1.86e-05 | 1.86e-05 | 1.86e-05 | 1.86e-05 | 1.86e-05 | 1.86e-05 | 1.86e-05 | 1.86e-05 | 1.86e-05 | 1.86e-05 | 1.86e-05 | 1.86e-05 | 1.86e-05 | 1.86e-05 | 1.86e-05 | 1.86e-05 | 1.86e-05 | 1.86e-05 | 1.86e-05 | 1.86e-05 | 1.86e-05 | 1.86e-05 | 1.86e-05 | 1.86e-05 | 1.86e-05 | 1.86e-05 | 1.86e-05 | 1.86e-05 | 1.86e-05 | 1.86e-05 | 1.86e-05 | 1.86e-05 | 1.86e-05 | 1.86e-05 | 1.86e-05 | 1.86e-05 | 1.86e-05 | 1.86e-05 | 1.86e-05 | 1.86e-05 | 1.86e-05 | 1.86e-05 | 1.86e-05 | 1.86e-05 | 1.86e-05 | 1.86e-05 | 1.86e-05 | 1.86e-05 | 1.86e-05 | 1.86e-05 | 1.86e-05 | 1.86e-05 | 1.86e-05 | 1.86e-05 | 1.86e-05 | 1.86e-05 | 1.86e-05 | 1.86e-05 | 1.86e-05 | 1.86e-05 | 1.86e-05 | 1.86e-05 | 1.86e-05 | 1.86e-05 | 1.86e-05 | 1.86e-05 | 1.86e-05 | 1.86e-05 | 1.86e-05 | 1.86e-05 | 1.86e-05 | 1.86e-05 | 1.86e-05 | 1.86e-05 | 1.86e-05 | 1.86e-05 | 1.86e-05 | 1.86e-05 | 1.86e-05 | 1.86e-05 | 1.86e-05 | 1.86e-05 | 1.86e-05 | 1.86e-05 | 1.86e-05 | 1.86e-05 | 1.86e-05 | 1.86e-05 | 1.86e-05 | 1.86e-05 | 1.86e-05 | 1.86e-05 | 1.86e-05 | 1.86e-05 | 1.86e-05 | 1.86e-05 | 1.86e-05 | 1.86e-05 | 1.86e-05 | 1.86e-05 | 1.86e-05 | 1.86e-05 | 1.86e-05 | 1.86e-05 | 1.86e-05 | 1.86e-05 | 1.86e-05 | 1.86e-05 | 1.86e-05 | 1.86e-05 | 1.86e-05 | 1.86e-05 | 1.86e-05 | 1.86e-05 | 1.86e-05 | 1.86e-05 | 1.86e-05 | 1.86e-05 | 1.86e-05 | 1.86e-05 | 1.86e-05 | 1.86e-05 | 1.86e-05 | 1.86e-05 | 1.86e-05 | 1.86e-05 | 1.86e-05 | 1.86e-05 | 1.86e-05 | 1.86e-05 | 1.86e-05 | 1.86e-05 | 1.86e-05 | 1.86e-05 | 1.86e-05 | 1.86e-05 | 1.86e-05 | 1.86e-05 | 1.86e-05 | 1.86e-05 | 1.86e-05 | 1.86e-05 | 1.86e-05 | 1.86e-05 | 1.86e-05 | 1.86e-05 | 1.86e-05 | 1.86e-05 | 1.86e-05 | 1.86e-05 | 1.86e-05 | 1.86e-05 | 1.86e-05 | 1.86e-05 | 1.86e-05 | 1.86e-05 | 1.86e-05 | 1.86e-05 | 1.86e-05 | 1.86e-05 | 1.86e-05 | 1.86e-05 | 1.86e-05 | 1.86e-05 | 1.86e-05 | 1.86e-05 | 1.86e-05 | 1.86e-05 | 1.86e-05 | 1.86e-05 | 1.86e-05 | 1.86e-05 | 1.86e-05 | 1.86e-05 | 1.86e-05 | 1.86e-05 | 1.86e-05 | 1.86e-05 | 1.86e-05 | 1.86e-05 | 1.86e-05 | 1.86e-05 | 1.86e-05 | 1.86e-05 | 1.86e-05 | 1.86e-05 | 1.86e-05 | 1.86e-05 | 1.86e-05 | 1.86e-05 | 1.86e-05 | 1.86e-05 | 1.86e-05 | 1.86e-05 | 1.86e-05 | 1.86e-05 | 1.86e-05 | 1.86e-05 | 1.86e-05 | 1.86e-05 | 1.86e-05 | 1.86e-05 | 1.86e-05 | 1.86e-05 | 1.86e-05 | 1.86e-05 | 1.86e-05 | 1.86e-05 | 1.86e-05 | 1.86e-05 | 1.86e-05 | 1.86e-05 | 1.86e-05 | 1.86e-05 | 1.86e-05 | 1.86e-05 | 1.86e-05 | 1.86e-05 | 1.86e-05 | 1.86e-05 | 1.86e-05 | 1.86e-05 | 1.86e-05 | 1.86e-05 | 1.86e-05 | 1.86e-05 | 1.86e-05 | 1.86e-05 | 1.86e-05 | 1.86e-05 | 1.86e-05 | 1.86e-05 | 1.86e-05 | 1.86e-05 | 1.86e-05 | 1.86e-05 | 1.86e-05 | 1.86e-05 | 1.86e-05 | 1.86e-05 | 1.86e-05 | 1.86e-05 | 1.86e-05 | 1.86e-05 | 1.86e-05 | 1.86e-05 | 1.86e-05 | 1.86e-05 | 1.86e-05 | 1.86e-05 | 1.86e-05 | 1.86e-05 | 1.86e-05 | 1.86e-05 | 1.86e-05 | 1.86e-05 | 1.86e-05 | 1.86e-05 | 1.86e-05 | 1.86e-05 | 1.86e-05 | 1.86e-05 | 1.86e-05 | 1.86e-05 | 1.86e-05 | 1.86e-05 | 1.86e-05 | 1.86e-05 | 1.86e-05 | 1.86e-05 | 1.86e-05 | 1.86e-05 | 1.86e-05 | 1.86e-05 | 1.86e-05 | 1.86e-05 | 1.86e-05 | 1.86e-05 | 1.86e-05 | 1.86e-05 | 1.86e-05 | 1.86e-05 | 1.86e-05 | 1.86e-05 | 1.86e-05 | 1.86e-05 | 1.86e-05 | 1.86e-05 | 1.86e-05 | 1.86e-05 | 1.86e-05 | 1.86e-05 | 1.86e-05 | 1.86e-05 | 1.86e-05 | 1.86e-05 | 1.86e-05 | 1.86e-05 | 1.86e-05 | 1.86e-05 | 1.86e-05 | 1.86e-05 | 1.86e-05 | 1.86e-05 | 1.86e-05 | 1.86e-05 | 1.86e-05 | 1.86e-05 | 1.86e-05 | 1.86e-05 | 1.86e-05 | 1.86e-05 | 1.86e-05 | 1.86e-05 | 1.86e-05 | 1.86e-05 | 1.86e-05 | 1.86e-05 | 1.86e-05 | 1.86e-05 | 1.86e-05 | 1.86e-05 | 1.86e-05 | 1.86e-05 | 1.86e-05 | 1.86e-05 | 1.86e-05 | 1.86e-05 | 1.86e-05 | 1.86e-05 | 1.86e-05 | 1.86e-05 | 1.86e-05 | 1.86e-05 | 1.86e-05 | 1.86e-05 | 1.86e-05 | 1.86e-05 | 1.86e-05 | 1.86e-05 | 1.86e-05 | 1.86e-05 | 1.86e-05 | 1.86e-05 | 1.86e-05 | 1.86e-05 | 1.86e-05 | 1.86e-05 | 1.86e-05 | 1.86e-05 | 1.86e-05 | 1.86e-05 | 1.86e-05 | 1.86e-05 | 1.86e-05 | 1.86e-05 | 1.86e-05 | 1.86e-05 | 1.86e-05 | 1.86e-05 | 1.86e-05 | 1.86e-05 | 1.86e-05 | 1.86e-05 | 1.86e-05 | 1.86e-05 | 1.86e-05 | 1.86e-05 | 1.86e-05 | 1.86e-05 | 1.86e-05 | 1.86e-05 | 1.86e-05 | 1.86e-05 | 1.86e-05 | 1.86e-05 | 1.86e-05 | 1.86e-05 | 1.86e-05 | 1.86e-05 | 1.86e-05 | 1.86e-05 | 1.86e-05 | 1.86e-05 | 1.86e-05 | 1.86e-05 | 1.86e-05 | 1.86e-05 | 1.86e-05 | 1.86e-05 | 1.86e-05 | 1.86e-05 | 1.86e-05 | 1.86e-05 | 1.86e-05 | 1.86e-05 | 1.86e-05 | 1.86e-05 | 1.86e-05 | 1.86e-05 | 1.86e-05 | 1.86e-05 | 1.86e-05 | 1.86e-05 | 1.86e-05 | 1.86e-05 | 1.86e-05 | 1.86e-05 | 1.86e-05 | 1.86e-05 | 1.86e-05 | 1.86e-05 | 1.86e-05 | 1.86e-05 | 1.86e-05 | 1.86e-05 | 1.86e-05 | 1.86e-05 | 1.86e-05 | 1.86e-05 | 1.86e-05 | 1.86e-05 | 1.86e-05 | 1.86e-05 | 1.86e-05 | 1.86e-05 | 1.86e-05 | 1.86e-05 | 1.86e-05 | 1.86e-05 | 1.86e-05 | 1.86e-05 | 1.86e-05 | 1.86e-05 | 1.86e-05 | 1.86e-05 | 1.86e-05 | 1.86e-05 | 1.86e-05 | 1.86e-05 | 1.86e-05 | 1.86e-05 | 1.86e-05 | 1.86e-05 | 1.86e-05 | 1.86e-05 | 1.86e-05 | 1.86e-05 | 1.86e-05 | 1.86e-05 | 1.86e-05 | 1.86e-05 | 1.86e-05 | 1.86e-05 | 1.86e-05 | 1.86e-05 | 1.86e-05 | 1.86e-05 | 1.86e-05 | 1.86e-05 | 1.86e-05 | 1.86e-05 | 1.86e-05 | 1.86e-05 | 1.86e-05 | 1.86e-05 | 1.86e-05 | 1.86e-05 | 1.86e-05 | 1.86e-05 | 1.86e-05 | 1.86e-05 | 1.86e-05 | 1.86e-05 | 1.86e-05 | 1.86e-05 | 1.86e-05 | 1.86e-05 | 1.86e-05 | 1.86e-05 | 1.86e-05 | 1.86e-05 | 1.86e-05 | 1.86e-05 | 1.86e-05 | 1.86e-05 | 1.86e-05 | 1.86e-05 | 1.86e-05 | 1.86e-05 | 1.86e-05 | 1.86e-05 | 1.86e-05 | 1.86e-05 | 1.86e-05 | 1.86e-05 | 1.86e-05 | 1.86e-05 | 1.86e-05 | 1.86e-05 | 1.86e-05 | 1.86e-05 | 1.86e-05 | 1.86e-05 | 1.86e-05 | 1.86e-05 | 1.86e-05 | 1.86e-05 | 1.86e-05 | 1.86e-05 | 1.86e-05 | 1.86e-05 | 1.86e-05 | 1.86e-05 | 1.86e-05 | 1.86e-05 | 1.86e-05 | 1.86e-05 | 1.86e-05 | 1.86e-05 | 1.86e-05 | 1.86e-05 | 1.86e-05 | 1.86e-05 | 1.86e-05 | 1.86e-05 | 1.86e-05 | 1.86e-05 | 1.86e-05 | 1.86e-05 | 1.86e-05 | 1.86e-05 | 1.86e-05 | 1.86e-05 | 1.86e-05 | 1.86e-05 | 1.86e-05 | 1.86e-05 | 1.86e-05 | 1.86e-05 | 1.86e-05 | 1.86e-05 | 1.86e-05 | 1.86e-05 | 1.86e-05 | 1.86e-05 | 1.86e-05 | 1.86e-05 | 1.86e-05 | 1.86e-05 | 1.86e-05 | 1.86e-05 | 1.86e-05 | 1.86e-05 | 1.86e-05 | 1.86e-05 | 1.86e-05 | 1.86e-05 | 1.86e-05 | 1.86e-05 | 1.86e-05 | 1.86e-05 | 1.86e-05 | 1.86e-05 | 1.86e-05 | 1.86e-05 | 1.86e-05 | 1.86e-05 | 1.86e-05 | 1.86e-05 | 1.86e-05 | 1.86e-05 | 1.86e-05 | 1.86e-05 | 1.86e-05 | 1.86e-05 | 1.86e-05 | 1.86e-05 | 1.86e-05 | 1.86e-05 | 1.86e-05 | 1.86e-05 | 1.86e-05 | 1.86e-05 | 1.86e-05 | 1.86e-05 | 1.86e-05 | 1.86e-05 | 1.86e-05 | 1.86e-05 | 1.86e-05 | 1.86e-05 | 1.86e-05 | 1.86e-05 | 1.86e-05 | 1.86e-05 | 1.86e-05 | 1.86e-05 | 1.86e-05 | 1.86e-05 | 1.86e-05 | 1.86e-05 | 1.86e-05 | 1.86e-05 | 1.86e-05 | 1.86e-05 | 1.86e-05 | 1.86e-05 | 1.86e-05 | 1.86e-05 | 1.86e-05 | 1.86e-05 | 1.86e-05 | 1.86e-05 | 1.86e-05 | 1.86e-05 | 1.86e-05 | 1.86e-05 | 1.86e-05 | 1.86e-05 | 1.86e-05 | 1.86e-05 | 1.86e-05 | 1.86e-05 | 1.86e-05 | 1.86e-05 | 1.86e-05 | 1.86e-05 | 1.86e-05 | 1.86e-05 | 1.86e-05 | 1.86e-05 | 1.86e-05 | 1.86e-05 | 1.86e-05 | 1.86e-05 | 1.86e-05 | 1.86e-05 | 1.86e-05 | 1.86e-05 | 1.86e-05 | 1.86e-05 | 1.86e-05 | 1.86e-05 | 1.86e-05 | 1.86e-05 | 1.86e-05 | 1.86e-05 | 1.86e-05 | 1.86e-05 | 1.86e-05 | 1.86e-05 | 1.86e-05 | 1.86e-05 | 1.86e-05 | 1.86e-05 | 1.86e-05 | 1.86e-05 | 1.86e-05 | 1.86e-05 | 1.86e-05 | 1.86e-05 | 1.86e-05 | 1.86e-05 | 1.86e-05 | 1.86e-05 | 1.86e-05 | 1.86e-05 | 1.86e-05 | 1.86e-05 | 1.86e-05 | 1.86e-05 | 1.86e-05 | 1.86e-05 | 1.86e-05 | 1.86e-05 | 1.86e-05 | 1.86e-05 | 1.86e-05 | 1.86e-05 | 1.86e-05 | 1.86e-05 | 1.86e-05 | 1.86e-05 | 1.86e-05 | 1.86e-05 | 1.86e-05 | 1.86e-05 | 1.86e-05 | 1.86e-05 | 1.86e-05 | 1.86e-05 | 1.86e-05 | 1.86e-05 | 1.86e-05 | 1.86e-05 | 1.86e-05 | 1.86e-05 | 1.86e-05 | 1.86e-05 | 1.86e-05 | 1.86e-05 | 1.86e-05 | 1.86e-05 | 1.86e-05 | 1.86e-05 | 1.86e-05 | 1.86e-05 | 1.86e-05 | 1.86e-05 | 1.86e-05 | 1.86e-05 | 1.86e-05 | 1.86e-05 | 1.86e-05 | 1.86e-05 | 1.86e-05 | 1.86e-05 | 1.86e-05 | 1.86e-05 | 1.86e-05 | 1.86e-05 | 1.86e-05 | 1.86e-05 | 1.86e-05 | 1.86e-05 | 1.86e-05 | 1.86e-05 | 1.86e-05 | 1.86e-05 | 1.86e-05 | 1.86e-05 | 1.86e-05 | 1.86e-05 | 1.86e-05 | 1.86e-05 | 1.86e-05 | 1.86e-05 | 1.86e-05 | 1.86e-05 | 1.86e-05 | 1.86e-05 | 1.86e-05 | 1.86e-05 | 1.86e-05 | 1.86e-05 | 1.86e-05 | 1.86e-05 | 1.86e-05 | 1.86e-05 | 1.86e-05 | 1.86e-05 | 1.86e-05 | 1.86e-05 | 1.86e-05 | 1.86e-05 | 1.86e-05 | 1.86e-05 | 1.86e-05 | 1.86e-05 | 1.86e-05 | 1.86e-05 | 1.86e-05 | 1.86e-05 | 1.86e-05 | 1.86e-05 | 1.86e-05 | 1.86e-05 | 1.86e-05 | 1.86e-05 | 1.86e-05 | 1.86e-05 | 1.86e-05 | 1.86e-05 | 1.86e-05 | 1.86e-05 | 1.86e-05 | 1.86e-05 | 1.86e-05 | 1.86e-05 | 1.86e-05 | 1.86e-05 | 1.86e-05 | 1.86e-05 | 1.86e-05 | 1.86e-05 | 1.86e-05 | 1.86e-05 | 1.86e-05 | 1.86e-05 | 1.86e-05 | 1.86e-05 | 1.86e-05 | 1.86e-05 | 1.86e-05 | 1.86e-05 | 1.86e-05 | 1.86e-05 | 1.86e-05 | 1.86e-05 | 1.86e-05 | 1.86e-05 | 1.86e-05 | 1.86e-05 | 1.86e-05 | 1.86e-05 | 1.86e-05 | 1.86e-05 | 1.86e-05 | 1.86e-05 | 1.86e-05 | 1.86e-05 | 1.86e-05 | 1.86e-05 | 1.86e-05 | 1.86e-05 | 1.86e-05 | 1.86e-05 | 1.86e-05 | 1.86e-05 | 1.86e-05 | 1.86e-05 | 1.86e-05 | 1.86e-05 | 1.86e-05
Air Density | kg/m3 | r | 1.0775 | 1.0773 | 1.0771 | 1.0769 | 1.0767 | 1.0765 | 1.0762 | 1.076 | 1.0758 | 1.0756 | 1.0754 | 1.0752 | 1.075 | 1.0748 | 1.0746 | 1.0744 | 1.0742 | 1.074 | 1.0738 | 1.0736 | 1.0734 | 1.0732 | 1.073 | 1.0728 | 1.0726 | 1.0724 | 1.0722 | 1.072 | 1.0718 | 1.0716 | 1.0714 | 1.0712 | 1.071 | 1.0708 | 1.0706 | 1.0704 | 1.0702 | 1.07 | 1.0698 | 1.0696 | 1.0694 | 1.0692 | 1.069 | 1.0688 | 1.0686 | 1.0684 | 1.0683 | 1.0681 | 1.0679 | 1.0677 | 1.0675 | 1.0673 | 1.0671 | 1.0669 | 1.0667 | 1.0665 | 1.0663 | 1.0661 | 1.0659 | 1.0657 | 1.0655 | 1.0653 | 1.0651 | 1.0649 | 1.0647 | 1.0645 | 1.0643 | 1.0641 | 1.0639 | 1.0637 | 1.0635 | 1.0634 | 1.0632 | 1.063 | 1.0628 | 1.0626 | 1.0624 | 1.0622 | 1.062 | 1.062 | 1.062 | 1.062 | 1.062 | 1.062 | 1.062 | 1.062 | 1.062 | 1.062 | 1.062 | 1.062 | 1.062 | 1.062 | 1.062 | 1.062 | 1.062 | 1.062 | 1.062 | 1.062 | 1.062 | 1.062 | 1.062 | 1.062 | 1.062 | 1.062 | 1.062 | 1.062 | 1.062 | 1.062 | 1.062 | 1.062 | 1.062 | 1.062 | 1.062 | 1.062 | 1.062 | 1.062 | 1.062 | 1.062 | 1.062 | 1.062 | 1.062 | 1.062 | 1.062 | 1.062 | 1.062 | 1.062 | 1.062 | 1.062 | 1.062 | 1.062 | 1.062 | 1.062 | 1.062 | 1.062 | 1.062 | 1.062 | 1.062 | 1.062 | 1.062 | 1.062 | 1.062 | 1.062 | 1.062 | 1.062 | 1.062 | 1.062 | 1.062 | 1.062 | 1.062 | 1.062 | 1.062 | 1.062 | 1.062 | 1.062 | 1.062 | 1.062 | 1.062 | 1.062 | 1.062 | 1.062 | 1.062 | 1.062 | 1.062 | 1.062 | 1.062 | 1.062 | 1.062 | 1.062 | 1.062 | 1.062 | 1.062 | 1.062 | 1.062 | 1.062 | 1.062 | 1.062 | 1.062 | 1.062 | 1.062 | 1.062 | 1.062 | 1.062 | 1.062 | 1.062 | 1.062 | 1.062 | 1.062 | 1.062 | 1.062 | 1.062 | 1.062 | 1.062 | 1.062 | 1.062 | 1.062 | 1.062 | 1.062 | 1.062 | 1.062 | 1.062 | 1.062 | 1.062 | 1.062 | 1.062 | 1.062 | 1.062 | 1.062 | 1.062 | 1.062 | 1.062 | 1.062 | 1.062 | 1.062 | 1.062 | 1.062 | 1.062 | 1.062 | 1.062 | 1.062 | 1.062 | 1.062 | 1.062 | 1.062 | 1.062 | 1.062 | 1.062 | 1.062 | 1.062 | 1.062 | 1.062 | 1.062 | 1.062 | 1.062 | 1.062 | 1.062 | 1.062 | 1.062 | 1.062 | 1.062 | 1.062 | 1.062 | 1.062 | 1.062 | 1.062 | 1.062 | 1.062 | 1.062 | 1.062 | 1.062 | 1.062 | 1.062 | 1.062 | 1.062 | 1.062 | 1.062 | 1.062 | 1.062 | 1.062 | 1.062 | 1.062 | 1.062 | 1.062 | 1.062 | 1.062 | 1.062 | 1.062 | 1.062 | 1.062 | 1.062 | 1.062 | 1.062 | 1.062 | 1.062 | 1.062 | 1.062 | 1.062 | 1.062 | 1.062 | 1.062 | 1.062 | 1.062 | 1.062 | 1.062 | 1.062 | 1.062 | 1.062 | 1.062 | 1.062 | 1.062 | 1.062 | 1.062 | 1.062 | 1.062 | 1.062 | 1.062 | 1.062 | 1.062 | 1.062 | 1.062 | 1.062 | 1.062 | 1.062 | 1.062 | 1.062 | 1.062 | 1.062 | 1.062 | 1.062 | 1.062 | 1.062 | 1.062 | 1.062 | 1.062 | 1.062 | 1.062 | 1.062 | 1.062 | 1.062 | 1.062 | 1.062 | 1.062 | 1.062 | 1.062 | 1.062 | 1.062 | 1.062 | 1.062 | 1.062 | 1.062 | 1.062 | 1.062 | 1.062 | 1.062 | 1.062 | 1.062 | 1.062 | 1.062 | 1.062 | 1.062 | 1.062 | 1.062 | 1.062 | 1.062 | 1.062 | 1.062 | 1.062 | 1.062 | 1.062 | 1.062 | 1.062 | 1.062 | 1.062 | 1.062 | 1.062 | 1.062 | 1.062 | 1.062 | 1.062 | 1.062 | 1.062 | 1.062 | 1.062 | 1.062 | 1.062 | 1.062 | 1.062 | 1.062 | 1.062 | 1.062 | 1.062 | 1.062 | 1.062 | 1.062 | 1.062 | 1.062 | 1.062 | 1.062 | 1.062 | 1.062 | 1.062 | 1.062 | 1.062 | 1.062 | 1.062 | 1.062 | 1.062 | 1.062 | 1.062 | 1.062 | 1.062 | 1.062 | 1.062 | 1.062 | 1.062 | 1.062 | 1.062 | 1.062 | 1.062 | 1.062 | 1.062 | 1.062 | 1.062 | 1.062 | 1.062 | 1.062 | 1.062 | 1.062 | 1.062 | 1.062 | 1.062 | 1.062 | 1.062 | 1.062 | 1.062 | 1.062 | 1.062 | 1.062 | 1.062 | 1.062 | 1.062 | 1.062 | 1.062 | 1.062 | 1.062 | 1.062 | 1.062 | 1.062 | 1.062 | 1.062 | 1.062 | 1.062 | 1.062 | 1.062 | 1.062 | 1.062 | 1.062 | 1.062 | 1.062 | 1.062 | 1.062 | 1.062 | 1.062 | 1.062 | 1.062 | 1.062 | 1.062 | 1.062 | 1.062 | 1.062 | 1.062 | 1.062 | 1.062 | 1.062 | 1.062 | 1.062 | 1.062 | 1.062 | 1.062 | 1.062 | 1.062 | 1.062 | 1.062 | 1.062 | 1.062 | 1.062 | 1.062 | 1.062 | 1.062 | 1.062 | 1.062 | 1.062 | 1.062 | 1.062 | 1.062 | 1.062 | 1.062 | 1.062 | 1.062 | 1.062 | 1.062 | 1.062 | 1.062 | 1.062 | 1.062 | 1.062 | 1.062 | 1.062 | 1.062 | 1.062 | 1.062 | 1.062 | 1.062 | 1.062 | 1.062 | 1.062 | 1.062 | 1.062 | 1.062 | 1.062 | 1.062 | 1.062 | 1.062 | 1.062 | 1.062 | 1.062 | 1.062 | 1.062 | 1.062 | 1.062 | 1.062 | 1.062 | 1.062 | 1.062 | 1.062 | 1.062 | 1.062 | 1.062 | 1.062 | 1.062 | 1.062 | 1.062 | 1.062 | 1.062 | 1.062 | 1.062 | 1.062 | 1.062 | 1.062 | 1.062 | 1.062 | 1.062 | 1.062 | 1.062 | 1.062 | 1.062 | 1.062 | 1.062 | 1.062 | 1.062 | 1.062 | 1.062 | 1.062 | 1.062 | 1.062 | 1.062 | 1.062 | 1.062 | 1.062 | 1.062 | 1.062 | 1.062 | 1.062 | 1.062 | 1.062 | 1.062 | 1.062 | 1.062 | 1.062 | 1.062 | 1.062 | 1.062 | 1.062 | 1.062 | 1.062 | 1.062 | 1.062 | 1.062 | 1.062 | 1.062 | 1.062 | 1.062 | 1.062 | 1.062 | 1.062 | 1.062 | 1.062 | 1.062 | 1.062 | 1.062 | 1.062 | 1.062 | 1.062 | 1.062 | 1.062 | 1.062 | 1.062 | 1.062 | 1.062 | 1.062 | 1.062 | 1.062 | 1.062 | 1.062 | 1.062 | 1.062 | 1.062 | 1.062 | 1.062 | 1.062 | 1.062 | 1.062 | 1.062 | 1.062 | 1.062 | 1.062 | 1.062 | 1.062 | 1.062 | 1.062 | 1.062 | 1.062 | 1.062 | 1.062 | 1.062 | 1.062 | 1.062 | 1.062 | 1.062 | 1.062 | 1.062 | 1.062 | 1.062 | 1.062 | 1.062 | 1.062 | 1.062 | 1.062 | 1.062 | 1.062 | 1.062 | 1.062 | 1.062 | 1.062 | 1.062 | 1.062 | 1.062 | 1.062 | 1.062 | 1.062 | 1.062 | 1.062 | 1.062 | 1.062 | 1.062 | 1.062 | 1.062 | 1.062 | 1.062 | 1.062 | 1.062 | 1.062 | 1.062 | 1.062 | 1.062 | 1.062 | 1.062 | 1.062 | 1.062 | 1.062 | 1.062 | 1.062 | 1.062 | 1.062 | 1.062 | 1.062 | 1.062 | 1.062 | 1.062 | 1.062 | 1.062 | 1.062 | 1.062 | 1.062 | 1.062 | 1.062 | 1.062 | 1.062 | 1.062 | 1.062 | 1.062 | 1.062 | 1.062 | 1.062 | 1.062 | 1.062 | 1.062 | 1.062 | 1.062 | 1.062 | 1.062 | 1.062 | 1.062 | 1.062 | 1.062 | 1.062 | 1.062 | 1.062 | 1.062 | 1.062 | 1.062 | 1.062 | 1.062 | 1.062 | 1.062 | 1.062 | 1.062 | 1.062 | 1.062 | 1.062 | 1.062 | 1.062 | 1.062 | 1.062 | 1.062 | 1.062 | 1.062 | 1.062 | 1.062 | 1.062 | 1.062 | 1.062 | 1.062 | 1.062 | 1.062 | 1.062 | 1.062 | 1.062 | 1.062 | 1.062 | 1.062 | 1.062 | 1.062 | 1.062 | 1.062 | 1.062 | 1.062 | 1.062 | 1.062 | 1.062 | 1.062 | 1.062 | 1.062 | 1.062 | 1.062 | 1.062 | 1.062 | 1.062 | 1.062 | 1.062 | 1.062 | 1.062 | 1.062 | 1.062 | 1.062 | 1.062 | 1.062 | 1.062 | 1.062 | 1.062 | 1.062 | 1.062 | 1.062 | 1.062 | 1.062 | 1.062 | 1.062 | 1.062 | 1.062 | 1.062 | 1.062 | 1.062 | 1.062 | 1.062 | 1.062 | 1.062 | 1.062 | 1.062 | 1.062 | 1.062 | 1.062 | 1.062 | 1.062 | 1.062 | 1.062 | 1.062 | 1.062 | 1.062 | 1.062 | 1.062 | 1.062 | 1.062 | 1.062 | 1.062 | 1.062 | 1.062 | 1.062 | 1.062 | 1.062 | 1.062 | 1.062 | 1.062 | 1.062 | 1.062 | 1.062 | 1.062 | 1.062 | 1.062 | 1.062 | 1.062 | 1.062 | 1.062 | 1.062 | 1.062 | 1.062 | 1.062 | 1.062 | 1.062 | 1.062 | 1.062 | 1.062 | 1.062 | 1.062 | 1.062 | 1.062 | 1.062 | 1.062 | 1.062 | 1.062 | 1.062 | 1.062 | 1.062 | 1.062 | 1.062 | 1.062 | 1.062 | 1.062 | 1.062 | 1.062 | 1.062 | 1.062 | 1.062 | 1.062 | 1.062 | 1.062 | 1.062 | 1.062 | 1.062 | 1.062 | 1.062 | 1.062 | 1.062 | 1.062 | 1.062 | 1.062 | 1.062 | 1.062 | 1.062 | 1.062 | 1.062 | 1.062 | 1.062 | 1.062 | 1.062 | 1.062 | 1.062 | 1.062 | 1.062 | 1.062 | 1.062 | 1.062 | 1.062 | 1.062 | 1.062 | 1.062 | 1.062 | 1.062 | 1.062 | 1.062 | 1.062 | 1.062 | 1.062 | 1.062 | 1.062 | 1.062 | 1.062 | 1.062 | 1.062 | 1.062 | 1.062 | 1.062 | 1.062 | 1.062 | 1.062 | 1.062 | 1.062 | 1.062 | 1.062 | 1.062 | 1.062 | 1.062 | 1.062 | 1.062 | 1.062 | 1.062 | 1.062 | 1.062 | 1.062 | 1.062 | 1.062 | 1.062 | 1.062 | 1.062 | 1.062 | 1.062 | 1.062 | 1.062 | 1.062 | 1.062 | 1.062 | 1.062 | 1.062 | 1.062 | 1.062 | 1.062 | 1.062 | 1.062 | 1.062 | 1.062 | 1.062 | 1.062 | 1.062 | 1.062 | 1.062 | 1.062 | 1.062 | 1.062 | 1.062 | 1.062 | 1.062 | 1.062 | 1.062 | 1.062 | 1.062 | 1.062 | 1.062 | 1.062 | 1.062 | 1.062 | 1.062 | 1.062 | 1.062 | 1.062 | 1.062 | 1.062 | 1.062 | 1.062 | 1.062 | 1.062 | 1.062 | 1.062 | 1.062 | 1.062 | 1.062 | 1.062 | 1.062 | 1.062 | 1.062 | 1.062 | 1.062 | 1.062 | 1.062 | 1.062 | 1.062 | 1.062 | 1.062 | 1.062 | 1.062 | 1.062 | 1.062 | 1.062 | 1.062 | 1.062 | 1.062 | 1.062 | 1.062 | 1.062 | 1.062 | 1.062 | 1.062 | 1.062 | 1.062 | 1.062 | 1.062 | 1.062 | 1.062 | 1.062 | 1.062 | 1.062 | 1.062 | 1.062 | 1.062 | 1.062 | 1.062 | 1.062 | 1.062 | 1.062 | 1.062 | 1.062 | 1.062 | 1.062 | 1.062 | 1.062 | 1.062 | 1.062 | 1.062 | 1.062 | 1.062 | 1.062 | 1.062 | 1.062 | 1.062 | 1.062 | 1.062 | 1.062 | 1.062 | 1.062 | 1.062 | 1.062 | 1.062 | 1.062 | 1.062 | 1.062 | 1.062 | 1.062 | 1.062 | 1.062 | 1.062 | 1.062 | 1.062 | 1.062 | 1.062 | 1.062 | 1.062 | 1.062 | 1.062 | 1.062 | 1.062 | 1.062 | 1.062 | 1.062 | 1.062 | 1.062 | 1.062 | 1.062 | 1.062 | 1.062 | 1.062 | 1.062 | 1.062 | 1.062 | 1.062 | 1.062 | 1.062 | 1.062 | 1.062 | 1.062 | 1.062 | 1.062 | 1.062 | 1.062 | 1.062 | 1.062 | 1.062 | 1.062 | 1.062 | 1.062 | 1.062 | 1.062 | 1.062 | 1.062 | 1.062 | 1.062 | 1.062 | 1.062 | 1.062 | 1.062 | 1.062 | 1.062 | 1.062 | 1.062 | 1.062 | 1.062 | 1.062 | 1.062 | 1.062 | 1.062 | 1.062 | 1.062 | 1.062 | 1.062 | 1.062 | 1.062 | 1.062 | 1.062 | 1.062 | 1.062 | 1.062 | 1.062 | 1.062 | 1.062 | 1.062 | 1.062 | 1.062 | 1.062 | 1.062 | 1.062 | 1.062 | 1.062 | 1.062 | 1.062 | 1.062 | 1.062 | 1.062 | 1.062 | 1.062 | 1.062 | 1.062 | 1.062 | 1.062 | 1.062 | 1.062 | 1.062 | 1.062 | 1.062 | 1.062 | 1.062 | 1.062 | 1.062 | 1.062 | 1.062 | 1.062 | 1.062 | 1.062 | 1.062 | 1.062 | 1.062 | 1.062 | 1.062 | 1.062 | 1.062 | 1.062 | 1.062 | 1.062 | 1.062 | 1.062 | 1.062 | 1.062 | 1.062 | 1.062 | 1.062 | 1.062 | 1.062 | 1.062 | 1.062 | 1.062 | 1.062 | 1.062 | 1.062 | 1.062 | 1.062 | 1.062 | 1.062 | 1.062 | 1.062 | 1.062 | 1.062 | 1.062 | 1.062 | 1.062 | 1.062 | 1.062 | 1.062 | 1.062 | 1.062 | 1.062 | 1.062 | 1.062 | 1.062 | 1.062 | 1.062 | 1.062 | 1.062 | 1.062 | 1.062 | 1.062 | 1.062 | 1.062 | 1.062 | 1.062 | 1.062 | 1.062 | 1.062 | 1.062 | 1.062 | 1.062 | 1.062 | 1.062 | 1.062 | 1.062 | 1.062 | 1.062 | 1.062 | 1.062 | 1.062 | 1.062 | 1.062 | 1.062 | 1.062 | 1.062 | 1.062 | 1.062 | 1.062 | 1.062 | 1.062 | 1.062 | 1.062 | 1.062 | 1.062 | 1.062 | 1.062 | 1.062 | 1.062 | 1.062 | 1.062 | 1.062 | 1.062 | 1.062 | 1.062 | 1.062 | 1.062 | 1.062 | 1.062 | 1.062 | 1.062 | 1.062 | 1.062 | 1.062 | 1.062 | 1.062 | 1.062 | 1.062 | 1.062 | 1.062 | 1.062 | 1.062 | 1.062 | 1.062 | 1.062 | 1.062 | 1.062 | 1.062 | 1.062 | 1.062 | 1.062 | 1.062 | 1.062 | 1.062 | 1.062 | 1.062 | 1.062 | 1.062 | 1.062 | 1.062 | 1.062 | 1.062 | 1.062 | 1.062 | 1.062 | 1.062 | 1.062 | 1.062 | 1.062 | 1.062 | 1.062 | 1.062 | 1.062 | 1.062 | 1.062 | 1.062 | 1.062 | 1.062 | 1.062 | 1.062 | 1.062 | 1.062 | 1.062 | 1.062 | 1.062 | 1.062 | 1.062 | 1.062 | 1.062 | 1.062 | 1.062 | 1.062 | 1.062 | 1.062 | 1.062 | 1.062 | 1.062 | 1.062 | 1.062 | 1.062 | 1.062 | 1.062 | 1.062 | 1.062 | 1.062 | 1.062 | 1.062 | 1.062 | 1.062 | 1.062 | 1.062 | 1.062 | 1.062 | 1.062 | 1.062 | 1.062 | 1.062 | 1.062 | 1.062 | 1.062 | 1.062 | 1.062 | 1.062 | 1.062 | 1.062 | 1.062 | 1.062 | 1.062 | 1.062 | 1.062 | 1.062 | 1.062 | 1.062 | 1.062 | 1.062 | 1.062 | 1.062 | 1.062 | 1.062 | 1.062 | 1.062 | 1.062 | 1.062 | 1.062 | 1.062 | 1.062 | 1.062 | 1.062
Air Thermal Conductivity | W/mK | k | 0.025511 | 0.025516 | 0.02552 | 0.025524 | 0.025528 | 0.025532 | 0.025536 | 0.02554 | 0.025544 | 0.025548 | 0.025552 | 0.025556 | 0.02556 | 0.025564 | 0.025568 | 0.025572 | 0.025576 | 0.025581 | 0.025585 | 0.025589 | 0.025593 | 0.025597 | 0.025601 | 0.025605 | 0.025609 | 0.025613 | 0.025617 | 0.025621 | 0.025625 | 0.025629 | 0.025633 | 0.025637 | 0.025641 | 0.025645 | 0.025649 | 0.025653 | 0.025657 | 0.025662 | 0.025666 | 0.02567 | 0.025674 | 0.025678 | 0.025682 | 0.025686 | 0.02569 | 0.025694 | 0.025698 | 0.025702 | 0.025706 | 0.02571 | 0.025714 | 0.025718 | 0.025722 | 0.025726 | 0.02573 | 0.025734 | 0.025738 | 0.025742 | 0.025746 | 0.02575 | 0.025754 | 0.025758 | 0.025762 | 0.025766 | 0.02577 | 0.025774 | 0.025778 | 0.025782 | 0.025786 | 0.02579 | 0.025794 | 0.025798 | 0.025802 | 0.025806 | 0.02581 | 0.025814 | 0.025818 | 0.025822 | 0.025826 | 0.025826 | 0.025826 | 0.025826 | 0.025826 | 0.025826 | 0.025826 | 0.025826 | 0.025826 | 0.025826 | 0.025826 | 0.025826 | 0.025826 | 0.025826 | 0.025826 | 0.025826 | 0.025826 | 0.025826 | 0.025826 | 0.025826 | 0.025826 | 0.025826 | 0.025826 | 0.025826 | 0.025826 | 0.025826 | 0.025826 | 0.025826 | 0.025826 | 0.025826 | 0.025826 | 0.025826 | 0.025826 | 0.025826 | 0.025826 | 0.025826 | 0.025826 | 0.025826 | 0.025826 | 0.025826 | 0.025826 | 0.025826 | 0.025826 | 0.025826 | 0.025826 | 0.025826 | 0.025826 | 0.025826 | 0.025826 | 0.025826 | 0.025826 | 0.025826 | 0.025826 | 0.025826 | 0.025826 | 0.025826 | 0.025826 | 0.025826 | 0.025826 | 0.025826 | 0.025826 | 0.025826 | 0.025826 | 0.025826 | 0.025826 | 0.025826 | 0.025826 | 0.025826 | 0.025826 | 0.025826 | 0.025826 | 0.025826 | 0.025826 | 0.025826 | 0.025826 | 0.025826 | 0.025826 | 0.025826 | 0.025826 | 0.025826 | 0.025826 | 0.025826 | 0.025826 | 0.025826 | 0.025826 | 0.025826 | 0.025826 | 0.025826 | 0.025826 | 0.025826 | 0.025826 | 0.025826 | 0.025826 | 0.025826 | 0.025826 | 0.025826 | 0.025826 | 0.025826 | 0.025826 | 0.025826 | 0.025826 | 0.025826 | 0.025826 | 0.025826 | 0.025826 | 0.025826 | 0.025826 | 0.025826 | 0.025826 | 0.025826 | 0.025826 | 0.025826 | 0.025826 | 0.025826 | 0.025826 | 0.025826 | 0.025826 | 0.025826 | 0.025826 | 0.025826 | 0.025826 | 0.025826 | 0.025826 | 0.025826 | 0.025826 | 0.025826 | 0.025826 | 0.025826 | 0.025826 | 0.025826 | 0.025826 | 0.025826 | 0.025826 | 0.025826 | 0.025826 | 0.025826 | 0.025826 | 0.025826 | 0.025826 | 0.025826 | 0.025826 | 0.025826 | 0.025826 | 0.025826 | 0.025826 | 0.025826 | 0.025826 | 0.025826 | 0.025826 | 0.025826 | 0.025826 | 0.025826 | 0.025826 | 0.025826 | 0.025826 | 0.025826 | 0.025826 | 0.025826 | 0.025826 | 0.025826 | 0.025826 | 0.025826 | 0.025826 | 0.025826 | 0.025826 | 0.025826 | 0.025826 | 0.025826 | 0.025826 | 0.025826 | 0.025826 | 0.025826 | 0.025826 | 0.025826 | 0.025826 | 0.025826 | 0.025826 | 0.025826 | 0.025826 | 0.025826 | 0.025826 | 0.025826 | 0.025826 | 0.025826 | 0.025826 | 0.025826 | 0.025826 | 0.025826 | 0.025826 | 0.025826 | 0.025826 | 0.025826 | 0.025826 | 0.025826 | 0.025826 | 0.025826 | 0.025826 | 0.025826 | 0.025826 | 0.025826 | 0.025826 | 0.025826 | 0.025826 | 0.025826 | 0.025826 | 0.025826 | 0.025826 | 0.025826 | 0.025826 | 0.025826 | 0.025826 | 0.025826 | 0.025826 | 0.025826 | 0.025826 | 0.025826 | 0.025826 | 0.025826 | 0.025826 | 0.025826 | 0.025826 | 0.025826 | 0.025826 | 0.025826 | 0.025826 | 0.025826 | 0.025826 | 0.025826 | 0.025826 | 0.025826 | 0.025826 | 0.025826 | 0.025826 | 0.025826 | 0.025826 | 0.025826 | 0.025826 | 0.025826 | 0.025826 | 0.025826 | 0.025826 | 0.025826 | 0.025826 | 0.025826 | 0.025826 | 0.025826 | 0.025826 | 0.025826 | 0.025826 | 0.025826 | 0.025826 | 0.025826 | 0.025826 | 0.025826 | 0.025826 | 0.025826 | 0.025826 | 0.025826 | 0.025826 | 0.025826 | 0.025826 | 0.025826 | 0.025826 | 0.025826 | 0.025826 | 0.025826 | 0.025826 | 0.025826 | 0.025826 | 0.025826 | 0.025826 | 0.025826 | 0.025826 | 0.025826 | 0.025826 | 0.025826 | 0.025826 | 0.025826 | 0.025826 | 0.025826 | 0.025826 | 0.025826 | 0.025826 | 0.025826 | 0.025826 | 0.025826 | 0.025826 | 0.025826 | 0.025826 | 0.025826 | 0.025826 | 0.025826 | 0.025826 | 0.025826 | 0.025826 | 0.025826 | 0.025826 | 0.025826 | 0.025826 | 0.025826 | 0.025826 | 0.025826 | 0.025826 | 0.025826 | 0.025826 | 0.025826 | 0.025826 | 0.025826 | 0.025826 | 0.025826 | 0.025826 | 0.025826 | 0.025826 | 0.025826 | 0.025826 | 0.025826 | 0.025826 | 0.025826 | 0.025826 | 0.025826 | 0.025826 | 0.025826 | 0.025826 | 0.025826 | 0.025826 | 0.025826 | 0.025826 | 0.025826 | 0.025826 | 0.025826 | 0.025826 | 0.025826 | 0.025826 | 0.025826 | 0.025826 | 0.025826 | 0.025826 | 0.025826 | 0.025826 | 0.025826 | 0.025826 | 0.025826 | 0.025826 | 0.025826 | 0.025826 | 0.025826 | 0.025826 | 0.025826 | 0.025826 | 0.025826 | 0.025826 | 0.025826 | 0.025826 | 0.025826 | 0.025826 | 0.025826 | 0.025826 | 0.025826 | 0.025826 | 0.025826 | 0.025826 | 0.025826 | 0.025826 | 0.025826 | 0.025826 | 0.025826 | 0.025826 | 0.025826 | 0.025826 | 0.025826 | 0.025826 | 0.025826 | 0.025826 | 0.025826 | 0.025826 | 0.025826 | 0.025826 | 0.025826 | 0.025826 | 0.025826 | 0.025826 | 0.025826 | 0.025826 | 0.025826 | 0.025826 | 0.025826 | 0.025826 | 0.025826 | 0.025826 | 0.025826 | 0.025826 | 0.025826 | 0.025826 | 0.025826 | 0.025826 | 0.025826 | 0.025826 | 0.025826 | 0.025826 | 0.025826 | 0.025826 | 0.025826 | 0.025826 | 0.025826 | 0.025826 | 0.025826 | 0.025826 | 0.025826 | 0.025826 | 0.025826 | 0.025826 | 0.025826 | 0.025826 | 0.025826 | 0.025826 | 0.025826 | 0.025826 | 0.025826 | 0.025826 | 0.025826 | 0.025826 | 0.025826 | 0.025826 | 0.025826 | 0.025826 | 0.025826 | 0.025826 | 0.025826 | 0.025826 | 0.025826 | 0.025826 | 0.025826 | 0.025826 | 0.025826 | 0.025826 | 0.025826 | 0.025826 | 0.025826 | 0.025826 | 0.025826 | 0.025826 | 0.025826 | 0.025826 | 0.025826 | 0.025826 | 0.025826 | 0.025826 | 0.025826 | 0.025826 | 0.025826 | 0.025826 | 0.025826 | 0.025826 | 0.025826 | 0.025826 | 0.025826 | 0.025826 | 0.025826 | 0.025826 | 0.025826 | 0.025826 | 0.025826 | 0.025826 | 0.025826 | 0.025826 | 0.025826 | 0.025826 | 0.025826 | 0.025826 | 0.025826 | 0.025826 | 0.025826 | 0.025826 | 0.025826 | 0.025826 | 0.025826 | 0.025826 | 0.025826 | 0.025826 | 0.025826 | 0.025826 | 0.025826 | 0.025826 | 0.025826 | 0.025826 | 0.025826 | 0.025826 | 0.025826 | 0.025826 | 0.025826 | 0.025826 | 0.025826 | 0.025826 | 0.025826 | 0.025826 | 0.025826 | 0.025826 | 0.025826 | 0.025826 | 0.025826 | 0.025826 | 0.025826 | 0.025826 | 0.025826 | 0.025826 | 0.025826 | 0.025826 | 0.025826 | 0.025826 | 0.025826 | 0.025826 | 0.025826 | 0.025826 | 0.025826 | 0.025826 | 0.025826 | 0.025826 | 0.025826 | 0.025826 | 0.025826 | 0.025826 | 0.025826 | 0.025826 | 0.025826 | 0.025826 | 0.025826 | 0.025826 | 0.025826 | 0.025826 | 0.025826 | 0.025826 | 0.025826 | 0.025826 | 0.025826 | 0.025826 | 0.025826 | 0.025826 | 0.025826 | 0.025826 | 0.025826 | 0.025826 | 0.025826 | 0.025826 | 0.025826 | 0.025826 | 0.025826 | 0.025826 | 0.025826 | 0.025826 | 0.025826 | 0.025826 | 0.025826 | 0.025826 | 0.025826 | 0.025826 | 0.025826 | 0.025826 | 0.025826 | 0.025826 | 0.025826 | 0.025826 | 0.025826 | 0.025826 | 0.025826 | 0.025826 | 0.025826 | 0.025826 | 0.025826 | 0.025826 | 0.025826 | 0.025826 | 0.025826 | 0.025826 | 0.025826 | 0.025826 | 0.025826 | 0.025826 | 0.025826 | 0.025826 | 0.025826 | 0.025826 | 0.025826 | 0.025826 | 0.025826 | 0.025826 | 0.025826 | 0.025826 | 0.025826 | 0.025826 | 0.025826 | 0.025826 | 0.025826 | 0.025826 | 0.025826 | 0.025826 | 0.025826 | 0.025826 | 0.025826 | 0.025826 | 0.025826 | 0.025826 | 0.025826 | 0.025826 | 0.025826 | 0.025826 | 0.025826 | 0.025826 | 0.025826 | 0.025826 | 0.025826 | 0.025826 | 0.025826 | 0.025826 | 0.025826 | 0.025826 | 0.025826 | 0.025826 | 0.025826 | 0.025826 | 0.025826 | 0.025826 | 0.025826 | 0.025826 | 0.025826 | 0.025826 | 0.025826 | 0.025826 | 0.025826 | 0.025826 | 0.025826 | 0.025826 | 0.025826 | 0.025826 | 0.025826 | 0.025826 | 0.025826 | 0.025826 | 0.025826 | 0.025826 | 0.025826 | 0.025826 | 0.025826 | 0.025826 | 0.025826 | 0.025826 | 0.025826 | 0.025826 | 0.025826 | 0.025826 | 0.025826 | 0.025826 | 0.025826 | 0.025826 | 0.025826 | 0.025826 | 0.025826 | 0.025826 | 0.025826 | 0.025826 | 0.025826 | 0.025826 | 0.025826 | 0.025826 | 0.025826 | 0.025826 | 0.025826 | 0.025826 | 0.025826 | 0.025826 | 0.025826 | 0.025826 | 0.025826 | 0.025826 | 0.025826 | 0.025826 | 0.025826 | 0.025826 | 0.025826 | 0.025826 | 0.025826 | 0.025826 | 0.025826 | 0.025826 | 0.025826 | 0.025826 | 0.025826 | 0.025826 | 0.025826 | 0.025826 | 0.025826 | 0.025826 | 0.025826 | 0.025826 | 0.025826 | 0.025826 | 0.025826 | 0.025826 | 0.025826 | 0.025826 | 0.025826 | 0.025826 | 0.025826 | 0.025826 | 0.025826 | 0.025826 | 0.025826 | 0.025826 | 0.025826 | 0.025826 | 0.025826 | 0.025826 | 0.025826 | 0.025826 | 0.025826 | 0.025826 | 0.025826 | 0.025826 | 0.025826 | 0.025826 | 0.025826 | 0.025826 | 0.025826 | 0.025826 | 0.025826 | 0.025826 | 0.025826 | 0.025826 | 0.025826 | 0.025826 | 0.025826 | 0.025826 | 0.025826 | 0.025826 | 0.025826 | 0.025826 | 0.025826 | 0.025826 | 0.025826 | 0.025826 | 0.025826 | 0.025826 | 0.025826 | 0.025826 | 0.025826 | 0.025826 | 0.025826 | 0.025826 | 0.025826 | 0.025826 | 0.025826 | 0.025826 | 0.025826 | 0.025826 | 0.025826 | 0.025826 | 0.025826 | 0.025826 | 0.025826 | 0.025826 | 0.025826 | 0.025826 | 0.025826 | 0.025826 | 0.025826 | 0.025826 | 0.025826 | 0.025826 | 0.025826 | 0.025826 | 0.025826 | 0.025826 | 0.025826 | 0.025826 | 0.025826 | 0.025826 | 0.025826 | 0.025826 | 0.025826 | 0.025826 | 0.025826 | 0.025826 | 0.025826 | 0.025826 | 0.025826 | 0.025826 | 0.025826 | 0.025826 | 0.025826 | 0.025826 | 0.025826 | 0.025826 | 0.025826 | 0.025826 | 0.025826 | 0.025826 | 0.025826 | 0.025826 | 0.025826 | 0.025826 | 0.025826 | 0.025826 | 0.025826 | 0.025826 | 0.025826 | 0.025826 | 0.025826 | 0.025826 | 0.025826 | 0.025826 | 0.025826 | 0.025826 | 0.025826 | 0.025826 | 0.025826 | 0.025826 | 0.025826 | 0.025826 | 0.025826 | 0.025826 | 0.025826 | 0.025826 | 0.025826 | 0.025826 | 0.025826 | 0.025826 | 0.025826 | 0.025826 | 0.025826 | 0.025826 | 0.025826 | 0.025826 | 0.025826 | 0.025826 | 0.025826 | 0.025826 | 0.025826 | 0.025826 | 0.025826 | 0.025826 | 0.025826 | 0.025826 | 0.025826 | 0.025826 | 0.025826 | 0.025826 | 0.025826 | 0.025826 | 0.025826 | 0.025826 | 0.025826 | 0.025826 | 0.025826 | 0.025826 | 0.025826 | 0.025826 | 0.025826 | 0.025826 | 0.025826 | 0.025826 | 0.025826 | 0.025826 | 0.025826 | 0.025826 | 0.025826 | 0.025826 | 0.025826 | 0.025826 | 0.025826 | 0.025826 | 0.025826 | 0.025826 | 0.025826 | 0.025826 | 0.025826 | 0.025826 | 0.025826 | 0.025826 | 0.025826 | 0.025826 | 0.025826 | 0.025826 | 0.025826 | 0.025826 | 0.025826 | 0.025826 | 0.025826 | 0.025826 | 0.025826 | 0.025826 | 0.025826 | 0.025826 | 0.025826 | 0.025826 | 0.025826 | 0.025826 | 0.025826 | 0.025826 | 0.025826 | 0.025826 | 0.025826 | 0.025826 | 0.025826 | 0.025826 | 0.025826 | 0.025826 | 0.025826 | 0.025826 | 0.025826 | 0.025826 | 0.025826 | 0.025826 | 0.025826 | 0.025826 | 0.025826 | 0.025826 | 0.025826 | 0.025826 | 0.025826 | 0.025826 | 0.025826 | 0.025826 | 0.025826 | 0.025826 | 0.025826 | 0.025826 | 0.025826 | 0.025826 | 0.025826 | 0.025826 | 0.025826 | 0.025826 | 0.025826 | 0.025826 | 0.025826 | 0.025826 | 0.025826 | 0.025826 | 0.025826 | 0.025826 | 0.025826 | 0.025826 | 0.025826 | 0.025826 | 0.025826 | 0.025826 | 0.025826 | 0.025826 | 0.025826 | 0.025826 | 0.025826 | 0.025826 | 0.025826 | 0.025826 | 0.025826 | 0.025826 | 0.025826 | 0.025826 | 0.025826 | 0.025826 | 0.025826 | 0.025826 | 0.025826 | 0.025826 | 0.025826 | 0.025826 | 0.025826 | 0.025826 | 0.025826 | 0.025826 | 0.025826 | 0.025826 | 0.025826 | 0.025826 | 0.025826 | 0.025826 | 0.025826 | 0.025826 | 0.025826 | 0.025826 | 0.025826 | 0.025826 | 0.025826 | 0.025826 | 0.025826 | 0.025826 | 0.025826 | 0.025826 | 0.025826 | 0.025826 | 0.025826 | 0.025826 | 0.025826 | 0.025826 | 0.025826 | 0.025826 | 0.025826 | 0.025826 | 0.025826 | 0.025826 | 0.025826 | 0.025826 | 0.025826 | 0.025826 | 0.025826 | 0.025826 | 0.025826 | 0.025826 | 0.025826 | 0.025826 | 0.025826 | 0.025826 | 0.025826 | 0.025826 | 0.025826 | 0.025826 | 0.025826 | 0.025826 | 0.025826 | 0.025826 | 0.025826 | 0.025826 | 0.025826 | 0.025826 | 0.025826 | 0.025826 | 0.025826 | 0.025826 | 0.025826 | 0.025826 | 0.025826 | 0.025826 | 0.025826 | 0.025826 | 0.025826 | 0.025826 | 0.025826 | 0.025826 | 0.025826 | 0.025826 | 0.025826 | 0.025826 | 0.025826 | 0.025826 | 0.025826 | 0.025826 | 0.025826 | 0.025826 | 0.025826 | 0.025826 | 0.025826 | 0.025826 | 0.025826 | 0.025826 | 0.025826 | 0.025826 | 0.025826 | 0.025826 | 0.025826 | 0.025826 | 0.025826 | 0.025826 | 0.025826 | 0.025826 | 0.025826 | 0.025826 | 0.025826 | 0.025826 | 0.025826 | 0.025826 | 0.025826 | 0.025826 | 0.025826 | 0.025826 | 0.025826 | 0.025826 | 0.025826 | 0.025826 | 0.025826 | 0.025826 | 0.025826 | 0.025826 | 0.025826 | 0.025826 | 0.025826 | 0.025826 | 0.025826 | 0.025826 | 0.025826 | 0.025826 | 0.025826 | 0.025826 | 0.025826 | 0.025826 | 0.025826 | 0.025826 | 0.025826 | 0.025826 | 0.025826 | 0.025826 | 0.025826 | 0.025826 | 0.025826 | 0.025826 | 0.025826 | 0.025826 | 0.025826 | 0.025826 | 0.025826 | 0.025826 | 0.025826 | 0.025826 | 0.025826 | 0.025826 | 0.025826 | 0.025826 | 0.025826 | 0.025826 | 0.025826 | 0.025826 | 0.025826 | 0.025826 | 0.025826 | 0.025826 | 0.025826 | 0.025826 | 0.025826 | 0.025826 | 0.025826 | 0.025826 | 0.025826 | 0.025826 | 0.025826 | 0.025826 | 0.025826 | 0.025826 | 0.025826 | 0.025826 | 0.025826 | 0.025826 | 0.025826 | 0.025826 | 0.025826 | 0.025826 | 0.025826 | 0.025826 | 0.025826 | 0.025826 | 0.025826 | 0.025826 | 0.025826 | 0.025826 | 0.025826 | 0.025826 | 0.025826 | 0.025826 | 0.025826 | 0.025826 | 0.025826 | 0.025826 | 0.025826 | 0.025826 | 0.025826 | 0.025826 | 0.025826 | 0.025826 | 0.025826 | 0.025826 | 0.025826 | 0.025826 | 0.025826 | 0.025826 | 0.025826 | 0.025826 | 0.025826 | 0.025826 | 0.025826 | 0.025826 | 0.025826 | 0.025826 | 0.025826 | 0.025826 | 0.025826 | 0.025826 | 0.025826 | 0.025826 | 0.025826 | 0.025826 | 0.025826 | 0.025826 | 0.025826 | 0.025826 | 0.025826 | 0.025826 | 0.025826 | 0.025826 | 0.025826 | 0.025826 | 0.025826 | 0.025826 | 0.025826 | 0.025826 | 0.025826 | 0.025826 | 0.025826 | 0.025826 | 0.025826 | 0.025826 | 0.025826 | 0.025826 | 0.025826 | 0.025826 | 0.025826 | 0.025826 | 0.025826 | 0.025826 | 0.025826 | 0.025826 | 0.025826 | 0.025826 | 0.025826 | 0.025826 | 0.025826 | 0.025826 | 0.025826 | 0.025826 | 0.025826 | 0.025826 | 0.025826 | 0.025826 | 0.025826 | 0.025826 | 0.025826 | 0.025826 | 0.025826 | 0.025826 | 0.025826 | 0.025826 | 0.025826 | 0.025826 | 0.025826 | 0.025826 | 0.025826 | 0.025826 | 0.025826 | 0.025826 | 0.025826 | 0.025826 | 0.025826 | 0.025826 | 0.025826 | 0.025826 | 0.025826 | 0.025826 | 0.025826 | 0.025826 | 0.025826 | 0.025826 | 0.025826 | 0.025826 | 0.025826 | 0.025826 | 0.025826 | 0.025826 | 0.025826 | 0.025826 | 0.025826 | 0.025826 | 0.025826 | 0.025826 | 0.025826 | 0.025826 | 0.025826 | 0.025826 | 0.025826 | 0.025826 | 0.025826 | 0.025826 | 0.025826 | 0.025826 | 0.025826 | 0.025826 | 0.025826 | 0.025826
Velocity | m/s | V | 2.5532 | 2.5537 | 2.5542 | 2.5546 | 2.5551 | 2.5556 | 2.5561 | 2.5566 | 2.557 | 2.5575 | 2.558 | 2.5585 | 2.559 | 2.5594 | 2.5599 | 2.5604 | 2.5609 | 2.5614 | 2.5618 | 2.5623 | 2.5628 | 2.5633 | 2.5638 | 2.5642 | 2.5647 | 2.5652 | 2.5657 | 2.5661 | 2.5666 | 2.5671 | 2.5676 | 2.5681 | 2.5685 | 2.569 | 2.5695 | 2.57 | 2.5704 | 2.5709 | 2.5714 | 2.5719 | 2.5724 | 2.5728 | 2.5733 | 2.5738 | 2.5743 | 2.5747 | 2.5752 | 2.5757 | 2.5762 | 2.5766 | 2.5771 | 2.5776 | 2.5781 | 2.5785 | 2.579 | 2.5795 | 2.58 | 2.5804 | 2.5809 | 2.5814 | 2.5819 | 2.5823 | 2.5828 | 2.5833 | 2.5838 | 2.5842 | 2.5847 | 2.5852 | 2.5857 | 2.5861 | 2.5866 | 2.5871 | 2.5876 | 2.588 | 2.5885 | 2.589 | 2.5894 | 2.5899 | 2.5904 | 2.5904 | 2.5904 | 2.5904 | 2.5904 | 2.5904 | 2.5904 | 2.5904 | 2.5904 | 2.5904 | 2.5904 | 2.5904 | 2.5904 | 2.5904 | 2.5904 | 2.5904 | 2.5904 | 2.5904 | 2.5904 | 2.5904 | 2.5904 | 2.5904 | 2.5904 | 2.5904 | 2.5904 | 2.5904 | 2.5904 | 2.5904 | 2.5904 | 2.5904 | 2.5904 | 2.5904 | 2.5904 | 2.5904 | 2.5904 | 2.5904 | 2.5904 | 2.5904 | 2.5904 | 2.5904 | 2.5904 | 2.5904 | 2.5904 | 2.5904 | 2.5904 | 2.5904 | 2.5904 | 2.5904 | 2.5904 | 2.5904 | 2.5904 | 2.5904 | 2.5904 | 2.5904 | 2.5904 | 2.5904 | 2.5904 | 2.5904 | 2.5904 | 2.5904 | 2.5904 | 2.5904 | 2.5904 | 2.5904 | 2.5904 | 2.5904 | 2.5904 | 2.5904 | 2.5904 | 2.5904 | 2.5904 | 2.5904 | 2.5904 | 2.5904 | 2.5904 | 2.5904 | 2.5904 | 2.5904 | 2.5904 | 2.5904 | 2.5904 | 2.5904 | 2.5904 | 2.5904 | 2.5904 | 2.5904 | 2.5904 | 2.5904 | 2.5904 | 2.5904 | 2.5904 | 2.5904 | 2.5904 | 2.5904 | 2.5904 | 2.5904 | 2.5904 | 2.5904 | 2.5904 | 2.5904 | 2.5904 | 2.5904 | 2.5904 | 2.5904 | 2.5904 | 2.5904 | 2.5904 | 2.5904 | 2.5904 | 2.5904 | 2.5904 | 2.5904 | 2.5904 | 2.5904 | 2.5904 | 2.5904 | 2.5904 | 2.5904 | 2.5904 | 2.5904 | 2.5904 | 2.5904 | 2.5904 | 2.5904 | 2.5904 | 2.5904 | 2.5904 | 2.5904 | 2.5904 | 2.5904 | 2.5904 | 2.5904 | 2.5904 | 2.5904 | 2.5904 | 2.5904 | 2.5904 | 2.5904 | 2.5904 | 2.5904 | 2.5904 | 2.5904 | 2.5904 | 2.5904 | 2.5904 | 2.5904 | 2.5904 | 2.5904 | 2.5904 | 2.5904 | 2.5904 | 2.5904 | 2.5904 | 2.5904 | 2.5904 | 2.5904 | 2.5904 | 2.5904 | 2.5904 | 2.5904 | 2.5904 | 2.5904 | 2.5904 | 2.5904 | 2.5904 | 2.5904 | 2.5904 | 2.5904 | 2.5904 | 2.5904 | 2.5904 | 2.5904 | 2.5904 | 2.5904 | 2.5904 | 2.5904 | 2.5904 | 2.5904 | 2.5904 | 2.5904 | 2.5904 | 2.5904 | 2.5904 | 2.5904 | 2.5904 | 2.5904 | 2.5904 | 2.5904 | 2.5904 | 2.5904 | 2.5904 | 2.5904 | 2.5904 | 2.5904 | 2.5904 | 2.5904 | 2.5904 | 2.5904 | 2.5904 | 2.5904 | 2.5904 | 2.5904 | 2.5904 | 2.5904 | 2.5904 | 2.5904 | 2.5904 | 2.5904 | 2.5904 | 2.5904 | 2.5904 | 2.5904 | 2.5904 | 2.5904 | 2.5904 | 2.5904 | 2.5904 | 2.5904 | 2.5904 | 2.5904 | 2.5904 | 2.5904 | 2.5904 | 2.5904 | 2.5904 | 2.5904 | 2.5904 | 2.5904 | 2.5904 | 2.5904 | 2.5904 | 2.5904 | 2.5904 | 2.5904 | 2.5904 | 2.5904 | 2.5904 | 2.5904 | 2.5904 | 2.5904 | 2.5904 | 2.5904 | 2.5904 | 2.5904 | 2.5904 | 2.5904 | 2.5904 | 2.5904 | 2.5904 | 2.5904 | 2.5904 | 2.5904 | 2.5904 | 2.5904 | 2.5904 | 2.5904 | 2.5904 | 2.5904 | 2.5904 | 2.5904 | 2.5904 | 2.5904 | 2.5904 | 2.5904 | 2.5904 | 2.5904 | 2.5904 | 2.5904 | 2.5904 | 2.5904 | 2.5904 | 2.5904 | 2.5904 | 2.5904 | 2.5904 | 2.5904 | 2.5904 | 2.5904 | 2.5904 | 2.5904 | 2.5904 | 2.5904 | 2.5904 | 2.5904 | 2.5904 | 2.5904 | 2.5904 | 2.5904 | 2.5904 | 2.5904 | 2.5904 | 2.5904 | 2.5904 | 2.5904 | 2.5904 | 2.5904 | 2.5904 | 2.5904 | 2.5904 | 2.5904 | 2.5904 | 2.5904 | 2.5904 | 2.5904 | 2.5904 | 2.5904 | 2.5904 | 2.5904 | 2.5904 | 2.5904 | 2.5904 | 2.5904 | 2.5904 | 2.5904 | 2.5904 | 2.5904 | 2.5904 | 2.5904 | 2.5904 | 2.5904 | 2.5904 | 2.5904 | 2.5904 | 2.5904 | 2.5904 | 2.5904 | 2.5904 | 2.5904 | 2.5904 | 2.5904 | 2.5904 | 2.5904 | 2.5904 | 2.5904 | 2.5904 | 2.5904 | 2.5904 | 2.5904 | 2.5904 | 2.5904 | 2.5904 | 2.5904 | 2.5904 | 2.5904 | 2.5904 | 2.5904 | 2.5904 | 2.5904 | 2.5904 | 2.5904 | 2.5904 | 2.5904 | 2.5904 | 2.5904 | 2.5904 | 2.5904 | 2.5904 | 2.5904 | 2.5904 | 2.5904 | 2.5904 | 2.5904 | 2.5904 | 2.5904 | 2.5904 | 2.5904 | 2.5904 | 2.5904 | 2.5904 | 2.5904 | 2.5904 | 2.5904 | 2.5904 | 2.5904 | 2.5904 | 2.5904 | 2.5904 | 2.5904 | 2.5904 | 2.5904 | 2.5904 | 2.5904 | 2.5904 | 2.5904 | 2.5904 | 2.5904 | 2.5904 | 2.5904 | 2.5904 | 2.5904 | 2.5904 | 2.5904 | 2.5904 | 2.5904 | 2.5904 | 2.5904 | 2.5904 | 2.5904 | 2.5904 | 2.5904 | 2.5904 | 2.5904 | 2.5904 | 2.5904 | 2.5904 | 2.5904 | 2.5904 | 2.5904 | 2.5904 | 2.5904 | 2.5904 | 2.5904 | 2.5904 | 2.5904 | 2.5904 | 2.5904 | 2.5904 | 2.5904 | 2.5904 | 2.5904 | 2.5904 | 2.5904 | 2.5904 | 2.5904 | 2.5904 | 2.5904 | 2.5904 | 2.5904 | 2.5904 | 2.5904 | 2.5904 | 2.5904 | 2.5904 | 2.5904 | 2.5904 | 2.5904 | 2.5904 | 2.5904 | 2.5904 | 2.5904 | 2.5904 | 2.5904 | 2.5904 | 2.5904 | 2.5904 | 2.5904 | 2.5904 | 2.5904 | 2.5904 | 2.5904 | 2.5904 | 2.5904 | 2.5904 | 2.5904 | 2.5904 | 2.5904 | 2.5904 | 2.5904 | 2.5904 | 2.5904 | 2.5904 | 2.5904 | 2.5904 | 2.5904 | 2.5904 | 2.5904 | 2.5904 | 2.5904 | 2.5904 | 2.5904 | 2.5904 | 2.5904 | 2.5904 | 2.5904 | 2.5904 | 2.5904 | 2.5904 | 2.5904 | 2.5904 | 2.5904 | 2.5904 | 2.5904 | 2.5904 | 2.5904 | 2.5904 | 2.5904 | 2.5904 | 2.5904 | 2.5904 | 2.5904 | 2.5904 | 2.5904 | 2.5904 | 2.5904 | 2.5904 | 2.5904 | 2.5904 | 2.5904 | 2.5904 | 2.5904 | 2.5904 | 2.5904 | 2.5904 | 2.5904 | 2.5904 | 2.5904 | 2.5904 | 2.5904 | 2.5904 | 2.5904 | 2.5904 | 2.5904 | 2.5904 | 2.5904 | 2.5904 | 2.5904 | 2.5904 | 2.5904 | 2.5904 | 2.5904 | 2.5904 | 2.5904 | 2.5904 | 2.5904 | 2.5904 | 2.5904 | 2.5904 | 2.5904 | 2.5904 | 2.5904 | 2.5904 | 2.5904 | 2.5904 | 2.5904 | 2.5904 | 2.5904 | 2.5904 | 2.5904 | 2.5904 | 2.5904 | 2.5904 | 2.5904 | 2.5904 | 2.5904 | 2.5904 | 2.5904 | 2.5904 | 2.5904 | 2.5904 | 2.5904 | 2.5904 | 2.5904 | 2.5904 | 2.5904 | 2.5904 | 2.5904 | 2.5904 | 2.5904 | 2.5904 | 2.5904 | 2.5904 | 2.5904 | 2.5904 | 2.5904 | 2.5904 | 2.5904 | 2.5904 | 2.5904 | 2.5904 | 2.5904 | 2.5904 | 2.5904 | 2.5904 | 2.5904 | 2.5904 | 2.5904 | 2.5904 | 2.5904 | 2.5904 | 2.5904 | 2.5904 | 2.5904 | 2.5904 | 2.5904 | 2.5904 | 2.5904 | 2.5904 | 2.5904 | 2.5904 | 2.5904 | 2.5904 | 2.5904 | 2.5904 | 2.5904 | 2.5904 | 2.5904 | 2.5904 | 2.5904 | 2.5904 | 2.5904 | 2.5904 | 2.5904 | 2.5904 | 2.5904 | 2.5904 | 2.5904 | 2.5904 | 2.5904 | 2.5904 | 2.5904 | 2.5904 | 2.5904 | 2.5904 | 2.5904 | 2.5904 | 2.5904 | 2.5904 | 2.5904 | 2.5904 | 2.5904 | 2.5904 | 2.5904 | 2.5904 | 2.5904 | 2.5904 | 2.5904 | 2.5904 | 2.5904 | 2.5904 | 2.5904 | 2.5904 | 2.5904 | 2.5904 | 2.5904 | 2.5904 | 2.5904 | 2.5904 | 2.5904 | 2.5904 | 2.5904 | 2.5904 | 2.5904 | 2.5904 | 2.5904 | 2.5904 | 2.5904 | 2.5904 | 2.5904 | 2.5904 | 2.5904 | 2.5904 | 2.5904 | 2.5904 | 2.5904 | 2.5904 | 2.5904 | 2.5904 | 2.5904 | 2.5904 | 2.5904 | 2.5904 | 2.5904 | 2.5904 | 2.5904 | 2.5904 | 2.5904 | 2.5904 | 2.5904 | 2.5904 | 2.5904 | 2.5904 | 2.5904 | 2.5904 | 2.5904 | 2.5904 | 2.5904 | 2.5904 | 2.5904 | 2.5904 | 2.5904 | 2.5904 | 2.5904 | 2.5904 | 2.5904 | 2.5904 | 2.5904 | 2.5904 | 2.5904 | 2.5904 | 2.5904 | 2.5904 | 2.5904 | 2.5904 | 2.5904 | 2.5904 | 2.5904 | 2.5904 | 2.5904 | 2.5904 | 2.5904 | 2.5904 | 2.5904 | 2.5904 | 2.5904 | 2.5904 | 2.5904 | 2.5904 | 2.5904 | 2.5904 | 2.5904 | 2.5904 | 2.5904 | 2.5904 | 2.5904 | 2.5904 | 2.5904 | 2.5904 | 2.5904 | 2.5904 | 2.5904 | 2.5904 | 2.5904 | 2.5904 | 2.5904 | 2.5904 | 2.5904 | 2.5904 | 2.5904 | 2.5904 | 2.5904 | 2.5904 | 2.5904 | 2.5904 | 2.5904 | 2.5904 | 2.5904 | 2.5904 | 2.5904 | 2.5904 | 2.5904 | 2.5904 | 2.5904 | 2.5904 | 2.5904 | 2.5904 | 2.5904 | 2.5904 | 2.5904 | 2.5904 | 2.5904 | 2.5904 | 2.5904 | 2.5904 | 2.5904 | 2.5904 | 2.5904 | 2.5904 | 2.5904 | 2.5904 | 2.5904 | 2.5904 | 2.5904 | 2.5904 | 2.5904 | 2.5904 | 2.5904 | 2.5904 | 2.5904 | 2.5904 | 2.5904 | 2.5904 | 2.5904 | 2.5904 | 2.5904 | 2.5904 | 2.5904 | 2.5904 | 2.5904 | 2.5904 | 2.5904 | 2.5904 | 2.5904 | 2.5904 | 2.5904 | 2.5904 | 2.5904 | 2.5904 | 2.5904 | 2.5904 | 2.5904 | 2.5904 | 2.5904 | 2.5904 | 2.5904 | 2.5904 | 2.5904 | 2.5904 | 2.5904 | 2.5904 | 2.5904 | 2.5904 | 2.5904 | 2.5904 | 2.5904 | 2.5904 | 2.5904 | 2.5904 | 2.5904 | 2.5904 | 2.5904 | 2.5904 | 2.5904 | 2.5904 | 2.5904 | 2.5904 | 2.5904 | 2.5904 | 2.5904 | 2.5904 | 2.5904 | 2.5904 | 2.5904 | 2.5904 | 2.5904 | 2.5904 | 2.5904 | 2.5904 | 2.5904 | 2.5904 | 2.5904 | 2.5904 | 2.5904 | 2.5904 | 2.5904 | 2.5904 | 2.5904 | 2.5904 | 2.5904 | 2.5904 | 2.5904 | 2.5904 | 2.5904 | 2.5904 | 2.5904 | 2.5904 | 2.5904 | 2.5904 | 2.5904 | 2.5904 | 2.5904 | 2.5904 | 2.5904 | 2.5904 | 2.5904 | 2.5904 | 2.5904 | 2.5904 | 2.5904 | 2.5904 | 2.5904 | 2.5904 | 2.5904 | 2.5904 | 2.5904 | 2.5904 | 2.5904 | 2.5904 | 2.5904 | 2.5904 | 2.5904 | 2.5904 | 2.5904 | 2.5904 | 2.5904 | 2.5904 | 2.5904 | 2.5904 | 2.5904 | 2.5904 | 2.5904 | 2.5904 | 2.5904 | 2.5904 | 2.5904 | 2.5904 | 2.5904 | 2.5904 | 2.5904 | 2.5904 | 2.5904 | 2.5904 | 2.5904 | 2.5904 | 2.5904 | 2.5904 | 2.5904 | 2.5904 | 2.5904 | 2.5904 | 2.5904 | 2.5904 | 2.5904 | 2.5904 | 2.5904 | 2.5904 | 2.5904 | 2.5904 | 2.5904 | 2.5904 | 2.5904 | 2.5904 | 2.5904 | 2.5904 | 2.5904 | 2.5904 | 2.5904 | 2.5904 | 2.5904 | 2.5904 | 2.5904 | 2.5904 | 2.5904 | 2.5904 | 2.5904 | 2.5904 | 2.5904 | 2.5904 | 2.5904 | 2.5904 | 2.5904 | 2.5904 | 2.5904 | 2.5904 | 2.5904 | 2.5904 | 2.5904 | 2.5904 | 2.5904 | 2.5904 | 2.5904 | 2.5904 | 2.5904 | 2.5904 | 2.5904 | 2.5904 | 2.5904 | 2.5904 | 2.5904 | 2.5904 | 2.5904 | 2.5904 | 2.5904 | 2.5904 | 2.5904 | 2.5904 | 2.5904 | 2.5904 | 2.5904 | 2.5904 | 2.5904 | 2.5904 | 2.5904 | 2.5904 | 2.5904 | 2.5904 | 2.5904 | 2.5904 | 2.5904 | 2.5904 | 2.5904 | 2.5904 | 2.5904 | 2.5904 | 2.5904 | 2.5904 | 2.5904 | 2.5904 | 2.5904 | 2.5904 | 2.5904 | 2.5904 | 2.5904 | 2.5904 | 2.5904 | 2.5904 | 2.5904 | 2.5904 | 2.5904 | 2.5904 | 2.5904 | 2.5904 | 2.5904 | 2.5904 | 2.5904 | 2.5904 | 2.5904 | 2.5904 | 2.5904 | 2.5904 | 2.5904 | 2.5904 | 2.5904 | 2.5904 | 2.5904 | 2.5904 | 2.5904 | 2.5904 | 2.5904 | 2.5904 | 2.5904 | 2.5904 | 2.5904 | 2.5904 | 2.5904 | 2.5904 | 2.5904 | 2.5904 | 2.5904 | 2.5904 | 2.5904 | 2.5904 | 2.5904 | 2.5904 | 2.5904 | 2.5904 | 2.5904 | 2.5904 | 2.5904 | 2.5904 | 2.5904 | 2.5904 | 2.5904 | 2.5904 | 2.5904 | 2.5904 | 2.5904 | 2.5904 | 2.5904 | 2.5904 | 2.5904 | 2.5904 | 2.5904 | 2.5904 | 2.5904 | 2.5904 | 2.5904 | 2.5904 | 2.5904 | 2.5904 | 2.5904 | 2.5904 | 2.5904 | 2.5904 | 2.5904 | 2.5904 | 2.5904 | 2.5904 | 2.5904 | 2.5904 | 2.5904 | 2.5904 | 2.5904 | 2.5904 | 2.5904 | 2.5904 | 2.5904 | 2.5904 | 2.5904 | 2.5904 | 2.5904 | 2.5904 | 2.5904 | 2.5904 | 2.5904 | 2.5904 | 2.5904 | 2.5904 | 2.5904 | 2.5904 | 2.5904 | 2.5904 | 2.5904 | 2.5904 | 2.5904 | 2.5904 | 2.5904 | 2.5904 | 2.5904 | 2.5904 | 2.5904 | 2.5904 | 2.5904 | 2.5904 | 2.5904 | 2.5904 | 2.5904 | 2.5904 | 2.5904 | 2.5904 | 2.5904 | 2.5904 | 2.5904 | 2.5904 | 2.5904 | 2.5904 | 2.5904 | 2.5904 | 2.5904 | 2.5904 | 2.5904 | 2.5904 | 2.5904 | 2.5904 | 2.5904 | 2.5904 | 2.5904 | 2.5904 | 2.5904 | 2.5904 | 2.5904 | 2.5904 | 2.5904 | 2.5904 | 2.5904 | 2.5904 | 2.5904 | 2.5904 | 2.5904 | 2.5904 | 2.5904 | 2.5904 | 2.5904 | 2.5904 | 2.5904 | 2.5904 | 2.5904 | 2.5904 | 2.5904 | 2.5904 | 2.5904 | 2.5904 | 2.5904 | 2.5904 | 2.5904 | 2.5904 | 2.5904 | 2.5904 | 2.5904 | 2.5904 | 2.5904 | 2.5904 | 2.5904 | 2.5904 | 2.5904 | 2.5904 | 2.5904 | 2.5904 | 2.5904 | 2.5904 | 2.5904 | 2.5904 | 2.5904 | 2.5904 | 2.5904 | 2.5904 | 2.5904 | 2.5904 | 2.5904 | 2.5904 | 2.5904 | 2.5904 | 2.5904 | 2.5904 | 2.5904 | 2.5904 | 2.5904 | 2.5904 | 2.5904 | 2.5904 | 2.5904 | 2.5904 | 2.5904 | 2.5904 | 2.5904 | 2.5904 | 2.5904 | 2.5904 | 2.5904 | 2.5904 | 2.5904 | 2.5904 | 2.5904 | 2.5904 | 2.5904 | 2.5904 | 2.5904 | 2.5904 | 2.5904 | 2.5904 | 2.5904 | 2.5904 | 2.5904 | 2.5904 | 2.5904 | 2.5904 | 2.5904 | 2.5904 | 2.5904 | 2.5904 | 2.5904 | 2.5904 | 2.5904 | 2.5904 | 2.5904 | 2.5904 | 2.5904 | 2.5904 | 2.5904 | 2.5904 | 2.5904 | 2.5904 | 2.5904 | 2.5904 | 2.5904 | 2.5904 | 2.5904 | 2.5904 | 2.5904 | 2.5904 | 2.5904 | 2.5904 | 2.5904 | 2.5904 | 2.5904 | 2.5904 | 2.5904 | 2.5904 | 2.5904 | 2.5904 | 2.5904 | 2.5904 | 2.5904 | 2.5904 | 2.5904 | 2.5904 | 2.5904 | 2.5904 | 2.5904 | 2.5904 | 2.5904 | 2.5904 | 2.5904 | 2.5904 | 2.5904 | 2.5904 | 2.5904 | 2.5904 | 2.5904 | 2.5904 | 2.5904 | 2.5904 | 2.5904 | 2.5904 | 2.5904 | 2.5904 | 2.5904 | 2.5904 | 2.5904 | 2.5904 | 2.5904 | 2.5904 | 2.5904 | 2.5904 | 2.5904 | 2.5904 | 2.5904 | 2.5904 | 2.5904 | 2.5904 | 2.5904 | 2.5904 | 2.5904 | 2.5904
Step Length | m | dx | 0.025532 | 0.025537 | 0.025542 | 0.025546 | 0.025551 | 0.025556 | 0.025561 | 0.025566 | 0.02557 | 0.025575 | 0.02558 | 0.025585 | 0.02559 | 0.025594 | 0.025599 | 0.025604 | 0.025609 | 0.025614 | 0.025618 | 0.025623 | 0.025628 | 0.025633 | 0.025638 | 0.025642 | 0.025647 | 0.025652 | 0.025657 | 0.025661 | 0.025666 | 0.025671 | 0.025676 | 0.025681 | 0.025685 | 0.02569 | 0.025695 | 0.0257 | 0.025704 | 0.025709 | 0.025714 | 0.025719 | 0.025724 | 0.025728 | 0.025733 | 0.025738 | 0.025743 | 0.025747 | 0.025752 | 0.025757 | 0.025762 | 0.025766 | 0.025771 | 0.025776 | 0.025781 | 0.025785 | 0.02579 | 0.025795 | 0.0258 | 0.025804 | 0.025809 | 0.025814 | 0.025819 | 0.025823 | 0.025828 | 0.025833 | 0.025838 | 0.025842 | 0.025847 | 0.025852 | 0.025857 | 0.025861 | 0.025866 | 0.025871 | 0.025876 | 0.02588 | 0.025885 | 0.02589 | 0.025894 | 0.025899 | 0.025904 | 0.025904 | 0.025904 | 0.025904 | 0.025904 | 0.025904 | 0.025904 | 0.025904 | 0.025904 | 0.025904 | 0.025904 | 0.025904 | 0.025904 | 0.025904 | 0.025904 | 0.025904 | 0.025904 | 0.025904 | 0.025904 | 0.025904 | 0.025904 | 0.025904 | 0.025904 | 0.025904 | 0.025904 | 0.025904 | 0.025904 | 0.025904 | 0.025904 | 0.025904 | 0.025904 | 0.025904 | 0.025904 | 0.025904 | 0.025904 | 0.025904 | 0.025904 | 0.025904 | 0.025904 | 0.025904 | 0.025904 | 0.025904 | 0.025904 | 0.025904 | 0.025904 | 0.025904 | 0.025904 | 0.025904 | 0.025904 | 0.025904 | 0.025904 | 0.025904 | 0.025904 | 0.025904 | 0.025904 | 0.025904 | 0.025904 | 0.025904 | 0.025904 | 0.025904 | 0.025904 | 0.025904 | 0.025904 | 0.025904 | 0.025904 | 0.025904 | 0.025904 | 0.025904 | 0.025904 | 0.025904 | 0.025904 | 0.025904 | 0.025904 | 0.025904 | 0.025904 | 0.025904 | 0.025904 | 0.025904 | 0.025904 | 0.025904 | 0.025904 | 0.025904 | 0.025904 | 0.025904 | 0.025904 | 0.025904 | 0.025904 | 0.025904 | 0.025904 | 0.025904 | 0.025904 | 0.025904 | 0.025904 | 0.025904 | 0.025904 | 0.025904 | 0.025904 | 0.025904 | 0.025904 | 0.025904 | 0.025904 | 0.025904 | 0.025904 | 0.025904 | 0.025904 | 0.025904 | 0.025904 | 0.025904 | 0.025904 | 0.025904 | 0.025904 | 0.025904 | 0.025904 | 0.025904 | 0.025904 | 0.025904 | 0.025904 | 0.025904 | 0.025904 | 0.025904 | 0.025904 | 0.025904 | 0.025904 | 0.025904 | 0.025904 | 0.025904 | 0.025904 | 0.025904 | 0.025904 | 0.025904 | 0.025904 | 0.025904 | 0.025904 | 0.025904 | 0.025904 | 0.025904 | 0.025904 | 0.025904 | 0.025904 | 0.025904 | 0.025904 | 0.025904 | 0.025904 | 0.025904 | 0.025904 | 0.025904 | 0.025904 | 0.025904 | 0.025904 | 0.025904 | 0.025904 | 0.025904 | 0.025904 | 0.025904 | 0.025904 | 0.025904 | 0.025904 | 0.025904 | 0.025904 | 0.025904 | 0.025904 | 0.025904 | 0.025904 | 0.025904 | 0.025904 | 0.025904 | 0.025904 | 0.025904 | 0.025904 | 0.025904 | 0.025904 | 0.025904 | 0.025904 | 0.025904 | 0.025904 | 0.025904 | 0.025904 | 0.025904 | 0.025904 | 0.025904 | 0.025904 | 0.025904 | 0.025904 | 0.025904 | 0.025904 | 0.025904 | 0.025904 | 0.025904 | 0.025904 | 0.025904 | 0.025904 | 0.025904 | 0.025904 | 0.025904 | 0.025904 | 0.025904 | 0.025904 | 0.025904 | 0.025904 | 0.025904 | 0.025904 | 0.025904 | 0.025904 | 0.025904 | 0.025904 | 0.025904 | 0.025904 | 0.025904 | 0.025904 | 0.025904 | 0.025904 | 0.025904 | 0.025904 | 0.025904 | 0.025904 | 0.025904 | 0.025904 | 0.025904 | 0.025904 | 0.025904 | 0.025904 | 0.025904 | 0.025904 | 0.025904 | 0.025904 | 0.025904 | 0.025904 | 0.025904 | 0.025904 | 0.025904 | 0.025904 | 0.025904 | 0.025904 | 0.025904 | 0.025904 | 0.025904 | 0.025904 | 0.025904 | 0.025904 | 0.025904 | 0.025904 | 0.025904 | 0.025904 | 0.025904 | 0.025904 | 0.025904 | 0.025904 | 0.025904 | 0.025904 | 0.025904 | 0.025904 | 0.025904 | 0.025904 | 0.025904 | 0.025904 | 0.025904 | 0.025904 | 0.025904 | 0.025904 | 0.025904 | 0.025904 | 0.025904 | 0.025904 | 0.025904 | 0.025904 | 0.025904 | 0.025904 | 0.025904 | 0.025904 | 0.025904 | 0.025904 | 0.025904 | 0.025904 | 0.025904 | 0.025904 | 0.025904 | 0.025904 | 0.025904 | 0.025904 | 0.025904 | 0.025904 | 0.025904 | 0.025904 | 0.025904 | 0.025904 | 0.025904 | 0.025904 | 0.025904 | 0.025904 | 0.025904 | 0.025904 | 0.025904 | 0.025904 | 0.025904 | 0.025904 | 0.025904 | 0.025904 | 0.025904 | 0.025904 | 0.025904 | 0.025904 | 0.025904 | 0.025904 | 0.025904 | 0.025904 | 0.025904 | 0.025904 | 0.025904 | 0.025904 | 0.025904 | 0.025904 | 0.025904 | 0.025904 | 0.025904 | 0.025904 | 0.025904 | 0.025904 | 0.025904 | 0.025904 | 0.025904 | 0.025904 | 0.025904 | 0.025904 | 0.025904 | 0.025904 | 0.025904 | 0.025904 | 0.025904 | 0.025904 | 0.025904 | 0.025904 | 0.025904 | 0.025904 | 0.025904 | 0.025904 | 0.025904 | 0.025904 | 0.025904 | 0.025904 | 0.025904 | 0.025904 | 0.025904 | 0.025904 | 0.025904 | 0.025904 | 0.025904 | 0.025904 | 0.025904 | 0.025904 | 0.025904 | 0.025904 | 0.025904 | 0.025904 | 0.025904 | 0.025904 | 0.025904 | 0.025904 | 0.025904 | 0.025904 | 0.025904 | 0.025904 | 0.025904 | 0.025904 | 0.025904 | 0.025904 | 0.025904 | 0.025904 | 0.025904 | 0.025904 | 0.025904 | 0.025904 | 0.025904 | 0.025904 | 0.025904 | 0.025904 | 0.025904 | 0.025904 | 0.025904 | 0.025904 | 0.025904 | 0.025904 | 0.025904 | 0.025904 | 0.025904 | 0.025904 | 0.025904 | 0.025904 | 0.025904 | 0.025904 | 0.025904 | 0.025904 | 0.025904 | 0.025904 | 0.025904 | 0.025904 | 0.025904 | 0.025904 | 0.025904 | 0.025904 | 0.025904 | 0.025904 | 0.025904 | 0.025904 | 0.025904 | 0.025904 | 0.025904 | 0.025904 | 0.025904 | 0.025904 | 0.025904 | 0.025904 | 0.025904 | 0.025904 | 0.025904 | 0.025904 | 0.025904 | 0.025904 | 0.025904 | 0.025904 | 0.025904 | 0.025904 | 0.025904 | 0.025904 | 0.025904 | 0.025904 | 0.025904 | 0.025904 | 0.025904 | 0.025904 | 0.025904 | 0.025904 | 0.025904 | 0.025904 | 0.025904 | 0.025904 | 0.025904 | 0.025904 | 0.025904 | 0.025904 | 0.025904 | 0.025904 | 0.025904 | 0.025904 | 0.025904 | 0.025904 | 0.025904 | 0.025904 | 0.025904 | 0.025904 | 0.025904 | 0.025904 | 0.025904 | 0.025904 | 0.025904 | 0.025904 | 0.025904 | 0.025904 | 0.025904 | 0.025904 | 0.025904 | 0.025904 | 0.025904 | 0.025904 | 0.025904 | 0.025904 | 0.025904 | 0.025904 | 0.025904 | 0.025904 | 0.025904 | 0.025904 | 0.025904 | 0.025904 | 0.025904 | 0.025904 | 0.025904 | 0.025904 | 0.025904 | 0.025904 | 0.025904 | 0.025904 | 0.025904 | 0.025904 | 0.025904 | 0.025904 | 0.025904 | 0.025904 | 0.025904 | 0.025904 | 0.025904 | 0.025904 | 0.025904 | 0.025904 | 0.025904 | 0.025904 | 0.025904 | 0.025904 | 0.025904 | 0.025904 | 0.025904 | 0.025904 | 0.025904 | 0.025904 | 0.025904 | 0.025904 | 0.025904 | 0.025904 | 0.025904 | 0.025904 | 0.025904 | 0.025904 | 0.025904 | 0.025904 | 0.025904 | 0.025904 | 0.025904 | 0.025904 | 0.025904 | 0.025904 | 0.025904 | 0.025904 | 0.025904 | 0.025904 | 0.025904 | 0.025904 | 0.025904 | 0.025904 | 0.025904 | 0.025904 | 0.025904 | 0.025904 | 0.025904 | 0.025904 | 0.025904 | 0.025904 | 0.025904 | 0.025904 | 0.025904 | 0.025904 | 0.025904 | 0.025904 | 0.025904 | 0.025904 | 0.025904 | 0.025904 | 0.025904 | 0.025904 | 0.025904 | 0.025904 | 0.025904 | 0.025904 | 0.025904 | 0.025904 | 0.025904 | 0.025904 | 0.025904 | 0.025904 | 0.025904 | 0.025904 | 0.025904 | 0.025904 | 0.025904 | 0.025904 | 0.025904 | 0.025904 | 0.025904 | 0.025904 | 0.025904 | 0.025904 | 0.025904 | 0.025904 | 0.025904 | 0.025904 | 0.025904 | 0.025904 | 0.025904 | 0.025904 | 0.025904 | 0.025904 | 0.025904 | 0.025904 | 0.025904 | 0.025904 | 0.025904 | 0.025904 | 0.025904 | 0.025904 | 0.025904 | 0.025904 | 0.025904 | 0.025904 | 0.025904 | 0.025904 | 0.025904 | 0.025904 | 0.025904 | 0.025904 | 0.025904 | 0.025904 | 0.025904 | 0.025904 | 0.025904 | 0.025904 | 0.025904 | 0.025904 | 0.025904 | 0.025904 | 0.025904 | 0.025904 | 0.025904 | 0.025904 | 0.025904 | 0.025904 | 0.025904 | 0.025904 | 0.025904 | 0.025904 | 0.025904 | 0.025904 | 0.025904 | 0.025904 | 0.025904 | 0.025904 | 0.025904 | 0.025904 | 0.025904 | 0.025904 | 0.025904 | 0.025904 | 0.025904 | 0.025904 | 0.025904 | 0.025904 | 0.025904 | 0.025904 | 0.025904 | 0.025904 | 0.025904 | 0.025904 | 0.025904 | 0.025904 | 0.025904 | 0.025904 | 0.025904 | 0.025904 | 0.025904 | 0.025904 | 0.025904 | 0.025904 | 0.025904 | 0.025904 | 0.025904 | 0.025904 | 0.025904 | 0.025904 | 0.025904 | 0.025904 | 0.025904 | 0.025904 | 0.025904 | 0.025904 | 0.025904 | 0.025904 | 0.025904 | 0.025904 | 0.025904 | 0.025904 | 0.025904 | 0.025904 | 0.025904 | 0.025904 | 0.025904 | 0.025904 | 0.025904 | 0.025904 | 0.025904 | 0.025904 | 0.025904 | 0.025904 | 0.025904 | 0.025904 | 0.025904 | 0.025904 | 0.025904 | 0.025904 | 0.025904 | 0.025904 | 0.025904 | 0.025904 | 0.025904 | 0.025904 | 0.025904 | 0.025904 | 0.025904 | 0.025904 | 0.025904 | 0.025904 | 0.025904 | 0.025904 | 0.025904 | 0.025904 | 0.025904 | 0.025904 | 0.025904 | 0.025904 | 0.025904 | 0.025904 | 0.025904 | 0.025904 | 0.025904 | 0.025904 | 0.025904 | 0.025904 | 0.025904 | 0.025904 | 0.025904 | 0.025904 | 0.025904 | 0.025904 | 0.025904 | 0.025904 | 0.025904 | 0.025904 | 0.025904 | 0.025904 | 0.025904 | 0.025904 | 0.025904 | 0.025904 | 0.025904 | 0.025904 | 0.025904 | 0.025904 | 0.025904 | 0.025904 | 0.025904 | 0.025904 | 0.025904 | 0.025904 | 0.025904 | 0.025904 | 0.025904 | 0.025904 | 0.025904 | 0.025904 | 0.025904 | 0.025904 | 0.025904 | 0.025904 | 0.025904 | 0.025904 | 0.025904 | 0.025904 | 0.025904 | 0.025904 | 0.025904 | 0.025904 | 0.025904 | 0.025904 | 0.025904 | 0.025904 | 0.025904 | 0.025904 | 0.025904 | 0.025904 | 0.025904 | 0.025904 | 0.025904 | 0.025904 | 0.025904 | 0.025904 | 0.025904 | 0.025904 | 0.025904 | 0.025904 | 0.025904 | 0.025904 | 0.025904 | 0.025904 | 0.025904 | 0.025904 | 0.025904 | 0.025904 | 0.025904 | 0.025904 | 0.025904 | 0.025904 | 0.025904 | 0.025904 | 0.025904 | 0.025904 | 0.025904 | 0.025904 | 0.025904 | 0.025904 | 0.025904 | 0.025904 | 0.025904 | 0.025904 | 0.025904 | 0.025904 | 0.025904 | 0.025904 | 0.025904 | 0.025904 | 0.025904 | 0.025904 | 0.025904 | 0.025904 | 0.025904 | 0.025904 | 0.025904 | 0.025904 | 0.025904 | 0.025904 | 0.025904 | 0.025904 | 0.025904 | 0.025904 | 0.025904 | 0.025904 | 0.025904 | 0.025904 | 0.025904 | 0.025904 | 0.025904 | 0.025904 | 0.025904 | 0.025904 | 0.025904 | 0.025904 | 0.025904 | 0.025904 | 0.025904 | 0.025904 | 0.025904 | 0.025904 | 0.025904 | 0.025904 | 0.025904 | 0.025904 | 0.025904 | 0.025904 | 0.025904 | 0.025904 | 0.025904 | 0.025904 | 0.025904 | 0.025904 | 0.025904 | 0.025904 | 0.025904 | 0.025904 | 0.025904 | 0.025904 | 0.025904 | 0.025904 | 0.025904 | 0.025904 | 0.025904 | 0.025904 | 0.025904 | 0.025904 | 0.025904 | 0.025904 | 0.025904 | 0.025904 | 0.025904 | 0.025904 | 0.025904 | 0.025904 | 0.025904 | 0.025904 | 0.025904 | 0.025904 | 0.025904 | 0.025904 | 0.025904 | 0.025904 | 0.025904 | 0.025904 | 0.025904 | 0.025904 | 0.025904 | 0.025904 | 0.025904 | 0.025904 | 0.025904 | 0.025904 | 0.025904 | 0.025904 | 0.025904 | 0.025904 | 0.025904 | 0.025904 | 0.025904 | 0.025904 | 0.025904 | 0.025904 | 0.025904 | 0.025904 | 0.025904 | 0.025904 | 0.025904 | 0.025904 | 0.025904 | 0.025904 | 0.025904 | 0.025904 | 0.025904 | 0.025904 | 0.025904 | 0.025904 | 0.025904 | 0.025904 | 0.025904 | 0.025904 | 0.025904 | 0.025904 | 0.025904 | 0.025904 | 0.025904 | 0.025904 | 0.025904 | 0.025904 | 0.025904 | 0.025904 | 0.025904 | 0.025904 | 0.025904 | 0.025904 | 0.025904 | 0.025904 | 0.025904 | 0.025904 | 0.025904 | 0.025904 | 0.025904 | 0.025904 | 0.025904 | 0.025904 | 0.025904 | 0.025904 | 0.025904 | 0.025904 | 0.025904 | 0.025904 | 0.025904 | 0.025904 | 0.025904 | 0.025904 | 0.025904 | 0.025904 | 0.025904 | 0.025904 | 0.025904 | 0.025904 | 0.025904 | 0.025904 | 0.025904 | 0.025904 | 0.025904 | 0.025904 | 0.025904 | 0.025904 | 0.025904 | 0.025904 | 0.025904 | 0.025904 | 0.025904 | 0.025904 | 0.025904 | 0.025904 | 0.025904 | 0.025904 | 0.025904 | 0.025904 | 0.025904 | 0.025904 | 0.025904 | 0.025904 | 0.025904 | 0.025904 | 0.025904 | 0.025904 | 0.025904 | 0.025904 | 0.025904 | 0.025904 | 0.025904 | 0.025904 | 0.025904 | 0.025904 | 0.025904 | 0.025904 | 0.025904 | 0.025904 | 0.025904 | 0.025904 | 0.025904 | 0.025904 | 0.025904 | 0.025904 | 0.025904 | 0.025904 | 0.025904 | 0.025904 | 0.025904 | 0.025904 | 0.025904 | 0.025904 | 0.025904 | 0.025904 | 0.025904 | 0.025904 | 0.025904 | 0.025904 | 0.025904 | 0.025904 | 0.025904 | 0.025904 | 0.025904 | 0.025904 | 0.025904 | 0.025904 | 0.025904 | 0.025904 | 0.025904 | 0.025904 | 0.025904 | 0.025904 | 0.025904 | 0.025904 | 0.025904 | 0.025904 | 0.025904 | 0.025904 | 0.025904 | 0.025904 | 0.025904 | 0.025904 | 0.025904 | 0.025904 | 0.025904 | 0.025904 | 0.025904 | 0.025904 | 0.025904 | 0.025904 | 0.025904 | 0.025904 | 0.025904 | 0.025904 | 0.025904 | 0.025904 | 0.025904 | 0.025904 | 0.025904 | 0.025904 | 0.025904 | 0.025904 | 0.025904 | 0.025904 | 0.025904 | 0.025904 | 0.025904 | 0.025904 | 0.025904 | 0.025904 | 0.025904 | 0.025904 | 0.025904 | 0.025904 | 0.025904 | 0.025904 | 0.025904 | 0.025904 | 0.025904 | 0.025904 | 0.025904 | 0.025904 | 0.025904 | 0.025904 | 0.025904 | 0.025904 | 0.025904 | 0.025904 | 0.025904 | 0.025904 | 0.025904 | 0.025904 | 0.025904 | 0.025904 | 0.025904 | 0.025904 | 0.025904 | 0.025904 | 0.025904 | 0.025904 | 0.025904 | 0.025904 | 0.025904 | 0.025904 | 0.025904 | 0.025904 | 0.025904 | 0.025904 | 0.025904 | 0.025904 | 0.025904 | 0.025904 | 0.025904 | 0.025904 | 0.025904 | 0.025904 | 0.025904 | 0.025904 | 0.025904 | 0.025904 | 0.025904 | 0.025904 | 0.025904 | 0.025904 | 0.025904 | 0.025904 | 0.025904 | 0.025904 | 0.025904 | 0.025904 | 0.025904 | 0.025904 | 0.025904 | 0.025904 | 0.025904 | 0.025904 | 0.025904 | 0.025904 | 0.025904 | 0.025904 | 0.025904 | 0.025904 | 0.025904 | 0.025904 | 0.025904 | 0.025904 | 0.025904 | 0.025904 | 0.025904 | 0.025904 | 0.025904 | 0.025904 | 0.025904 | 0.025904 | 0.025904 | 0.025904 | 0.025904 | 0.025904 | 0.025904 | 0.025904 | 0.025904 | 0.025904 | 0.025904 | 0.025904 | 0.025904 | 0.025904 | 0.025904 | 0.025904 | 0.025904 | 0.025904 | 0.025904 | 0.025904 | 0.025904 | 0.025904 | 0.025904 | 0.025904 | 0.025904 | 0.025904 | 0.025904 | 0.025904 | 0.025904 | 0.025904 | 0.025904 | 0.025904 | 0.025904 | 0.025904 | 0.025904 | 0.025904 | 0.025904 | 0.025904 | 0.025904 | 0.025904 | 0.025904 | 0.025904 | 0.025904 | 0.025904 | 0.025904 | 0.025904 | 0.025904 | 0.025904 | 0.025904 | 0.025904 | 0.025904 | 0.025904 | 0.025904 | 0.025904 | 0.025904 | 0.025904 | 0.025904 | 0.025904 | 0.025904 | 0.025904 | 0.025904 | 0.025904 | 0.025904 | 0.025904 | 0.025904 | 0.025904 | 0.025904 | 0.025904 | 0.025904 | 0.025904 | 0.025904 | 0.025904 | 0.025904 | 0.025904 | 0.025904 | 0.025904 | 0.025904 | 0.025904 | 0.025904 | 0.025904 | 0.025904 | 0.025904 | 0.025904 | 0.025904 | 0.025904 | 0.025904 | 0.025904 | 0.025904 | 0.025904 | 0.025904 | 0.025904 | 0.025904 | 0.025904 | 0.025904 | 0.025904 | 0.025904 | 0.025904 | 0.025904 | 0.025904 | 0.025904 | 0.025904 | 0.025904 | 0.025904 | 0.025904 | 0.025904 | 0.025904 | 0.025904 | 0.025904 | 0.025904 | 0.025904 | 0.025904 | 0.025904 | 0.025904 | 0.025904 | 0.025904 | 0.025904 | 0.025904 | 0.025904 | 0.025904 | 0.025904 | 0.025904 | 0.025904 | 0.025904 | 0.025904 | 0.025904 | 0.025904 | 0.025904 | 0.025904 | 0.025904 | 0.025904 | 0.025904 | 0.025904
Contact Area | m2 | Ac | 0.17464 | 0.17467 | 0.1747 | 0.17474 | 0.17477 | 0.1748 | 0.17484 | 0.17487 | 0.1749 | 0.17493 | 0.17497 | 0.175 | 0.17503 | 0.17507 | 0.1751 | 0.17513 | 0.17516 | 0.1752 | 0.17523 | 0.17526 | 0.1753 | 0.17533 | 0.17536 | 0.17539 | 0.17543 | 0.17546 | 0.17549 | 0.17552 | 0.17556 | 0.17559 | 0.17562 | 0.17566 | 0.17569 | 0.17572 | 0.17575 | 0.17579 | 0.17582 | 0.17585 | 0.17588 | 0.17592 | 0.17595 | 0.17598 | 0.17601 | 0.17605 | 0.17608 | 0.17611 | 0.17614 | 0.17618 | 0.17621 | 0.17624 | 0.17628 | 0.17631 | 0.17634 | 0.17637 | 0.17641 | 0.17644 | 0.17647 | 0.1765 | 0.17654 | 0.17657 | 0.1766 | 0.17663 | 0.17666 | 0.1767 | 0.17673 | 0.17676 | 0.17679 | 0.17683 | 0.17686 | 0.17689 | 0.17692 | 0.17696 | 0.17699 | 0.17702 | 0.17705 | 0.17709 | 0.17712 | 0.17715 | 0.17718 | 0.17718 | 0.17718 | 0.17718 | 0.17718 | 0.17718 | 0.17718 | 0.17718 | 0.17718 | 0.17718 | 0.17718 | 0.17718 | 0.17718 | 0.17718 | 0.17718 | 0.17718 | 0.17718 | 0.17718 | 0.17718 | 0.17718 | 0.17718 | 0.17718 | 0.17718 | 0.17718 | 0.17718 | 0.17718 | 0.17718 | 0.17718 | 0.17718 | 0.17718 | 0.17718 | 0.17718 | 0.17718 | 0.17718 | 0.17718 | 0.17718 | 0.17718 | 0.17718 | 0.17718 | 0.17718 | 0.17718 | 0.17718 | 0.17718 | 0.17718 | 0.17718 | 0.17718 | 0.17718 | 0.17718 | 0.17718 | 0.17718 | 0.17718 | 0.17718 | 0.17718 | 0.17718 | 0.17718 | 0.17718 | 0.17718 | 0.17718 | 0.17718 | 0.17718 | 0.17718 | 0.17718 | 0.17718 | 0.17718 | 0.17718 | 0.17718 | 0.17718 | 0.17718 | 0.17718 | 0.17718 | 0.17718 | 0.17718 | 0.17718 | 0.17718 | 0.17718 | 0.17718 | 0.17718 | 0.17718 | 0.17718 | 0.17718 | 0.17718 | 0.17718 | 0.17718 | 0.17718 | 0.17718 | 0.17718 | 0.17718 | 0.17718 | 0.17718 | 0.17718 | 0.17718 | 0.17718 | 0.17718 | 0.17718 | 0.17718 | 0.17718 | 0.17718 | 0.17718 | 0.17718 | 0.17718 | 0.17718 | 0.17718 | 0.17718 | 0.17718 | 0.17718 | 0.17718 | 0.17718 | 0.17718 | 0.17718 | 0.17718 | 0.17718 | 0.17718 | 0.17718 | 0.17718 | 0.17718 | 0.17718 | 0.17718 | 0.17718 | 0.17718 | 0.17718 | 0.17718 | 0.17718 | 0.17718 | 0.17718 | 0.17718 | 0.17718 | 0.17718 | 0.17718 | 0.17718 | 0.17718 | 0.17718 | 0.17718 | 0.17718 | 0.17718 | 0.17718 | 0.17718 | 0.17718 | 0.17718 | 0.17718 | 0.17718 | 0.17718 | 0.17718 | 0.17718 | 0.17718 | 0.17718 | 0.17718 | 0.17718 | 0.17718 | 0.17718 | 0.17718 | 0.17718 | 0.17718 | 0.17718 | 0.17718 | 0.17718 | 0.17718 | 0.17718 | 0.17718 | 0.17718 | 0.17718 | 0.17718 | 0.17718 | 0.17718 | 0.17718 | 0.17718 | 0.17718 | 0.17718 | 0.17718 | 0.17718 | 0.17718 | 0.17718 | 0.17718 | 0.17718 | 0.17718 | 0.17718 | 0.17718 | 0.17718 | 0.17718 | 0.17718 | 0.17718 | 0.17718 | 0.17718 | 0.17718 | 0.17718 | 0.17718 | 0.17718 | 0.17718 | 0.17718 | 0.17718 | 0.17718 | 0.17718 | 0.17718 | 0.17718 | 0.17718 | 0.17718 | 0.17718 | 0.17718 | 0.17718 | 0.17718 | 0.17718 | 0.17718 | 0.17718 | 0.17718 | 0.17718 | 0.17718 | 0.17718 | 0.17718 | 0.17718 | 0.17718 | 0.17718 | 0.17718 | 0.17718 | 0.17718 | 0.17718 | 0.17718 | 0.17718 | 0.17718 | 0.17718 | 0.17718 | 0.17718 | 0.17718 | 0.17718 | 0.17718 | 0.17718 | 0.17718 | 0.17718 | 0.17718 | 0.17718 | 0.17718 | 0.17718 | 0.17718 | 0.17718 | 0.17718 | 0.17718 | 0.17718 | 0.17718 | 0.17718 | 0.17718 | 0.17718 | 0.17718 | 0.17718 | 0.17718 | 0.17718 | 0.17718 | 0.17718 | 0.17718 | 0.17718 | 0.17718 | 0.17718 | 0.17718 | 0.17718 | 0.17718 | 0.17718 | 0.17718 | 0.17718 | 0.17718 | 0.17718 | 0.17718 | 0.17718 | 0.17718 | 0.17718 | 0.17718 | 0.17718 | 0.17718 | 0.17718 | 0.17718 | 0.17718 | 0.17718 | 0.17718 | 0.17718 | 0.17718 | 0.17718 | 0.17718 | 0.17718 | 0.17718 | 0.17718 | 0.17718 | 0.17718 | 0.17718 | 0.17718 | 0.17718 | 0.17718 | 0.17718 | 0.17718 | 0.17718 | 0.17718 | 0.17718 | 0.17718 | 0.17718 | 0.17718 | 0.17718 | 0.17718 | 0.17718 | 0.17718 | 0.17718 | 0.17718 | 0.17718 | 0.17718 | 0.17718 | 0.17718 | 0.17718 | 0.17718 | 0.17718 | 0.17718 | 0.17718 | 0.17718 | 0.17718 | 0.17718 | 0.17718 | 0.17718 | 0.17718 | 0.17718 | 0.17718 | 0.17718 | 0.17718 | 0.17718 | 0.17718 | 0.17718 | 0.17718 | 0.17718 | 0.17718 | 0.17718 | 0.17718 | 0.17718 | 0.17718 | 0.17718 | 0.17718 | 0.17718 | 0.17718 | 0.17718 | 0.17718 | 0.17718 | 0.17718 | 0.17718 | 0.17718 | 0.17718 | 0.17718 | 0.17718 | 0.17718 | 0.17718 | 0.17718 | 0.17718 | 0.17718 | 0.17718 | 0.17718 | 0.17718 | 0.17718 | 0.17718 | 0.17718 | 0.17718 | 0.17718 | 0.17718 | 0.17718 | 0.17718 | 0.17718 | 0.17718 | 0.17718 | 0.17718 | 0.17718 | 0.17718 | 0.17718 | 0.17718 | 0.17718 | 0.17718 | 0.17718 | 0.17718 | 0.17718 | 0.17718 | 0.17718 | 0.17718 | 0.17718 | 0.17718 | 0.17718 | 0.17718 | 0.17718 | 0.17718 | 0.17718 | 0.17718 | 0.17718 | 0.17718 | 0.17718 | 0.17718 | 0.17718 | 0.17718 | 0.17718 | 0.17718 | 0.17718 | 0.17718 | 0.17718 | 0.17718 | 0.17718 | 0.17718 | 0.17718 | 0.17718 | 0.17718 | 0.17718 | 0.17718 | 0.17718 | 0.17718 | 0.17718 | 0.17718 | 0.17718 | 0.17718 | 0.17718 | 0.17718 | 0.17718 | 0.17718 | 0.17718 | 0.17718 | 0.17718 | 0.17718 | 0.17718 | 0.17718 | 0.17718 | 0.17718 | 0.17718 | 0.17718 | 0.17718 | 0.17718 | 0.17718 | 0.17718 | 0.17718 | 0.17718 | 0.17718 | 0.17718 | 0.17718 | 0.17718 | 0.17718 | 0.17718 | 0.17718 | 0.17718 | 0.17718 | 0.17718 | 0.17718 | 0.17718 | 0.17718 | 0.17718 | 0.17718 | 0.17718 | 0.17718 | 0.17718 | 0.17718 | 0.17718 | 0.17718 | 0.17718 | 0.17718 | 0.17718 | 0.17718 | 0.17718 | 0.17718 | 0.17718 | 0.17718 | 0.17718 | 0.17718 | 0.17718 | 0.17718 | 0.17718 | 0.17718 | 0.17718 | 0.17718 | 0.17718 | 0.17718 | 0.17718 | 0.17718 | 0.17718 | 0.17718 | 0.17718 | 0.17718 | 0.17718 | 0.17718 | 0.17718 | 0.17718 | 0.17718 | 0.17718 | 0.17718 | 0.17718 | 0.17718 | 0.17718 | 0.17718 | 0.17718 | 0.17718 | 0.17718 | 0.17718 | 0.17718 | 0.17718 | 0.17718 | 0.17718 | 0.17718 | 0.17718 | 0.17718 | 0.17718 | 0.17718 | 0.17718 | 0.17718 | 0.17718 | 0.17718 | 0.17718 | 0.17718 | 0.17718 | 0.17718 | 0.17718 | 0.17718 | 0.17718 | 0.17718 | 0.17718 | 0.17718 | 0.17718 | 0.17718 | 0.17718 | 0.17718 | 0.17718 | 0.17718 | 0.17718 | 0.17718 | 0.17718 | 0.17718 | 0.17718 | 0.17718 | 0.17718 | 0.17718 | 0.17718 | 0.17718 | 0.17718 | 0.17718 | 0.17718 | 0.17718 | 0.17718 | 0.17718 | 0.17718 | 0.17718 | 0.17718 | 0.17718 | 0.17718 | 0.17718 | 0.17718 | 0.17718 | 0.17718 | 0.17718 | 0.17718 | 0.17718 | 0.17718 | 0.17718 | 0.17718 | 0.17718 | 0.17718 | 0.17718 | 0.17718 | 0.17718 | 0.17718 | 0.17718 | 0.17718 | 0.17718 | 0.17718 | 0.17718 | 0.17718 | 0.17718 | 0.17718 | 0.17718 | 0.17718 | 0.17718 | 0.17718 | 0.17718 | 0.17718 | 0.17718 | 0.17718 | 0.17718 | 0.17718 | 0.17718 | 0.17718 | 0.17718 | 0.17718 | 0.17718 | 0.17718 | 0.17718 | 0.17718 | 0.17718 | 0.17718 | 0.17718 | 0.17718 | 0.17718 | 0.17718 | 0.17718 | 0.17718 | 0.17718 | 0.17718 | 0.17718 | 0.17718 | 0.17718 | 0.17718 | 0.17718 | 0.17718 | 0.17718 | 0.17718 | 0.17718 | 0.17718 | 0.17718 | 0.17718 | 0.17718 | 0.17718 | 0.17718 | 0.17718 | 0.17718 | 0.17718 | 0.17718 | 0.17718 | 0.17718 | 0.17718 | 0.17718 | 0.17718 | 0.17718 | 0.17718 | 0.17718 | 0.17718 | 0.17718 | 0.17718 | 0.17718 | 0.17718 | 0.17718 | 0.17718 | 0.17718 | 0.17718 | 0.17718 | 0.17718 | 0.17718 | 0.17718 | 0.17718 | 0.17718 | 0.17718 | 0.17718 | 0.17718 | 0.17718 | 0.17718 | 0.17718 | 0.17718 | 0.17718 | 0.17718 | 0.17718 | 0.17718 | 0.17718 | 0.17718 | 0.17718 | 0.17718 | 0.17718 | 0.17718 | 0.17718 | 0.17718 | 0.17718 | 0.17718 | 0.17718 | 0.17718 | 0.17718 | 0.17718 | 0.17718 | 0.17718 | 0.17718 | 0.17718 | 0.17718 | 0.17718 | 0.17718 | 0.17718 | 0.17718 | 0.17718 | 0.17718 | 0.17718 | 0.17718 | 0.17718 | 0.17718 | 0.17718 | 0.17718 | 0.17718 | 0.17718 | 0.17718 | 0.17718 | 0.17718 | 0.17718 | 0.17718 | 0.17718 | 0.17718 | 0.17718 | 0.17718 | 0.17718 | 0.17718 | 0.17718 | 0.17718 | 0.17718 | 0.17718 | 0.17718 | 0.17718 | 0.17718 | 0.17718 | 0.17718 | 0.17718 | 0.17718 | 0.17718 | 0.17718 | 0.17718 | 0.17718 | 0.17718 | 0.17718 | 0.17718 | 0.17718 | 0.17718 | 0.17718 | 0.17718 | 0.17718 | 0.17718 | 0.17718 | 0.17718 | 0.17718 | 0.17718 | 0.17718 | 0.17718 | 0.17718 | 0.17718 | 0.17718 | 0.17718 | 0.17718 | 0.17718 | 0.17718 | 0.17718 | 0.17718 | 0.17718 | 0.17718 | 0.17718 | 0.17718 | 0.17718 | 0.17718 | 0.17718 | 0.17718 | 0.17718 | 0.17718 | 0.17718 | 0.17718 | 0.17718 | 0.17718 | 0.17718 | 0.17718 | 0.17718 | 0.17718 | 0.17718 | 0.17718 | 0.17718 | 0.17718 | 0.17718 | 0.17718 | 0.17718 | 0.17718 | 0.17718 | 0.17718 | 0.17718 | 0.17718 | 0.17718 | 0.17718 | 0.17718 | 0.17718 | 0.17718 | 0.17718 | 0.17718 | 0.17718 | 0.17718 | 0.17718 | 0.17718 | 0.17718 | 0.17718 | 0.17718 | 0.17718 | 0.17718 | 0.17718 | 0.17718 | 0.17718 | 0.17718 | 0.17718 | 0.17718 | 0.17718 | 0.17718 | 0.17718 | 0.17718 | 0.17718 | 0.17718 | 0.17718 | 0.17718 | 0.17718 | 0.17718 | 0.17718 | 0.17718 | 0.17718 | 0.17718 | 0.17718 | 0.17718 | 0.17718 | 0.17718 | 0.17718 | 0.17718 | 0.17718 | 0.17718 | 0.17718 | 0.17718 | 0.17718 | 0.17718 | 0.17718 | 0.17718 | 0.17718 | 0.17718 | 0.17718 | 0.17718 | 0.17718 | 0.17718 | 0.17718 | 0.17718 | 0.17718 | 0.17718 | 0.17718 | 0.17718 | 0.17718 | 0.17718 | 0.17718 | 0.17718 | 0.17718 | 0.17718 | 0.17718 | 0.17718 | 0.17718 | 0.17718 | 0.17718 | 0.17718 | 0.17718 | 0.17718 | 0.17718 | 0.17718 | 0.17718 | 0.17718 | 0.17718 | 0.17718 | 0.17718 | 0.17718 | 0.17718 | 0.17718 | 0.17718 | 0.17718 | 0.17718 | 0.17718 | 0.17718 | 0.17718 | 0.17718 | 0.17718 | 0.17718 | 0.17718 | 0.17718 | 0.17718 | 0.17718 | 0.17718 | 0.17718 | 0.17718 | 0.17718 | 0.17718 | 0.17718 | 0.17718 | 0.17718 | 0.17718 | 0.17718 | 0.17718 | 0.17718 | 0.17718 | 0.17718 | 0.17718 | 0.17718 | 0.17718 | 0.17718 | 0.17718 | 0.17718 | 0.17718 | 0.17718 | 0.17718 | 0.17718 | 0.17718 | 0.17718 | 0.17718 | 0.17718 | 0.17718 | 0.17718 | 0.17718 | 0.17718 | 0.17718 | 0.17718 | 0.17718 | 0.17718 | 0.17718 | 0.17718 | 0.17718 | 0.17718 | 0.17718 | 0.17718 | 0.17718 | 0.17718 | 0.17718 | 0.17718 | 0.17718 | 0.17718 | 0.17718 | 0.17718 | 0.17718 | 0.17718 | 0.17718 | 0.17718 | 0.17718 | 0.17718 | 0.17718 | 0.17718 | 0.17718 | 0.17718 | 0.17718 | 0.17718 | 0.17718 | 0.17718 | 0.17718 | 0.17718 | 0.17718 | 0.17718 | 0.17718 | 0.17718 | 0.17718 | 0.17718 | 0.17718 | 0.17718 | 0.17718 | 0.17718 | 0.17718 | 0.17718 | 0.17718 | 0.17718 | 0.17718 | 0.17718 | 0.17718 | 0.17718 | 0.17718 | 0.17718 | 0.17718 | 0.17718 | 0.17718 | 0.17718 | 0.17718 | 0.17718 | 0.17718 | 0.17718 | 0.17718 | 0.17718 | 0.17718 | 0.17718 | 0.17718 | 0.17718 | 0.17718 | 0.17718 | 0.17718 | 0.17718 | 0.17718 | 0.17718 | 0.17718 | 0.17718 | 0.17718 | 0.17718 | 0.17718 | 0.17718 | 0.17718 | 0.17718 | 0.17718 | 0.17718 | 0.17718 | 0.17718 | 0.17718 | 0.17718 | 0.17718 | 0.17718 | 0.17718 | 0.17718 | 0.17718 | 0.17718 | 0.17718 | 0.17718 | 0.17718 | 0.17718 | 0.17718 | 0.17718 | 0.17718 | 0.17718 | 0.17718 | 0.17718 | 0.17718 | 0.17718 | 0.17718 | 0.17718 | 0.17718 | 0.17718 | 0.17718 | 0.17718 | 0.17718 | 0.17718 | 0.17718 | 0.17718 | 0.17718 | 0.17718 | 0.17718 | 0.17718 | 0.17718 | 0.17718 | 0.17718 | 0.17718 | 0.17718 | 0.17718 | 0.17718 | 0.17718 | 0.17718 | 0.17718 | 0.17718 | 0.17718 | 0.17718 | 0.17718 | 0.17718 | 0.17718 | 0.17718 | 0.17718 | 0.17718 | 0.17718 | 0.17718 | 0.17718 | 0.17718 | 0.17718 | 0.17718 | 0.17718 | 0.17718 | 0.17718 | 0.17718 | 0.17718 | 0.17718 | 0.17718 | 0.17718 | 0.17718 | 0.17718 | 0.17718 | 0.17718 | 0.17718 | 0.17718 | 0.17718 | 0.17718 | 0.17718 | 0.17718 | 0.17718 | 0.17718 | 0.17718 | 0.17718 | 0.17718 | 0.17718 | 0.17718 | 0.17718 | 0.17718 | 0.17718 | 0.17718 | 0.17718 | 0.17718 | 0.17718 | 0.17718 | 0.17718 | 0.17718 | 0.17718 | 0.17718 | 0.17718 | 0.17718 | 0.17718 | 0.17718 | 0.17718 | 0.17718 | 0.17718 | 0.17718 | 0.17718 | 0.17718 | 0.17718 | 0.17718 | 0.17718 | 0.17718 | 0.17718 | 0.17718 | 0.17718 | 0.17718 | 0.17718 | 0.17718 | 0.17718 | 0.17718 | 0.17718 | 0.17718 | 0.17718 | 0.17718 | 0.17718 | 0.17718 | 0.17718 | 0.17718 | 0.17718 | 0.17718 | 0.17718 | 0.17718 | 0.17718 | 0.17718 | 0.17718 | 0.17718 | 0.17718 | 0.17718 | 0.17718 | 0.17718 | 0.17718 | 0.17718 | 0.17718 | 0.17718 | 0.17718 | 0.17718 | 0.17718 | 0.17718 | 0.17718 | 0.17718 | 0.17718 | 0.17718 | 0.17718 | 0.17718 | 0.17718 | 0.17718 | 0.17718 | 0.17718 | 0.17718 | 0.17718 | 0.17718 | 0.17718 | 0.17718 | 0.17718 | 0.17718 | 0.17718 | 0.17718 | 0.17718 | 0.17718 | 0.17718 | 0.17718 | 0.17718 | 0.17718 | 0.17718 | 0.17718 | 0.17718 | 0.17718 | 0.17718 | 0.17718 | 0.17718 | 0.17718 | 0.17718 | 0.17718 | 0.17718 | 0.17718 | 0.17718 | 0.17718 | 0.17718 | 0.17718 | 0.17718 | 0.17718 | 0.17718 | 0.17718 | 0.17718 | 0.17718 | 0.17718 | 0.17718 | 0.17718 | 0.17718 | 0.17718 | 0.17718 | 0.17718 | 0.17718 | 0.17718 | 0.17718 | 0.17718 | 0.17718 | 0.17718 | 0.17718 | 0.17718 | 0.17718 | 0.17718 | 0.17718 | 0.17718 | 0.17718 | 0.17718 | 0.17718 | 0.17718 | 0.17718 | 0.17718 | 0.17718 | 0.17718 | 0.17718 | 0.17718 | 0.17718 | 0.17718 | 0.17718 | 0.17718 | 0.17718 | 0.17718 | 0.17718 | 0.17718 | 0.17718 | 0.17718 | 0.17718 | 0.17718 | 0.17718 | 0.17718 | 0.17718 | 0.17718 | 0.17718 | 0.17718 | 0.17718 | 0.17718 | 0.17718 | 0.17718 | 0.17718 | 0.17718 | 0.17718 | 0.17718 | 0.17718 | 0.17718 | 0.17718 | 0.17718 | 0.17718 | 0.17718 | 0.17718 | 0.17718 | 0.17718 | 0.17718 | 0.17718 | 0.17718 | 0.17718 | 0.17718 | 0.17718 | 0.17718 | 0.17718 | 0.17718 | 0.17718 | 0.17718 | 0.17718 | 0.17718 | 0.17718 | 0.17718 | 0.17718 | 0.17718 | 0.17718 | 0.17718 | 0.17718 | 0.17718 | 0.17718 | 0.17718 | 0.17718 | 0.17718 | 0.17718 | 0.17718 | 0.17718 | 0.17718 | 0.17718 | 0.17718 | 0.17718 | 0.17718 | 0.17718 | 0.17718 | 0.17718 | 0.17718 | 0.17718 | 0.17718 | 0.17718 | 0.17718 | 0.17718 | 0.17718 | 0.17718 | 0.17718 | 0.17718 | 0.17718 | 0.17718 | 0.17718 | 0.17718 | 0.17718 | 0.17718 | 0.17718 | 0.17718 | 0.17718 | 0.17718 | 0.17718 | 0.17718
Insolation Area | m2 | Ai | 0.025532 | 0.025537 | 0.025542 | 0.025546 | 0.025551 | 0.025556 | 0.025561 | 0.025566 | 0.02557 | 0.025575 | 0.02558 | 0.025585 | 0.02559 | 0.025594 | 0.025599 | 0.025604 | 0.025609 | 0.025614 | 0.025618 | 0.025623 | 0.025628 | 0.025633 | 0.025638 | 0.025642 | 0.025647 | 0.025652 | 0.025657 | 0.025661 | 0.025666 | 0.025671 | 0.025676 | 0.025681 | 0.025685 | 0.02569 | 0.025695 | 0.0257 | 0.025704 | 0.025709 | 0.025714 | 0.025719 | 0.025724 | 0.025728 | 0.025733 | 0.025738 | 0.025743 | 0.025747 | 0.025752 | 0.025757 | 0.025762 | 0.025766 | 0.025771 | 0.025776 | 0.025781 | 0.025785 | 0.02579 | 0.025795 | 0.0258 | 0.025804 | 0.025809 | 0.025814 | 0.025819 | 0.025823 | 0.025828 | 0.025833 | 0.025838 | 0.025842 | 0.025847 | 0.025852 | 0.025857 | 0.025861 | 0.025866 | 0.025871 | 0.025876 | 0.02588 | 0.025885 | 0.02589 | 0.025894 | 0.025899 | 0.025904 | 0.025904 | 0.025904 | 0.025904 | 0.025904 | 0.025904 | 0.025904 | 0.025904 | 0.025904 | 0.025904 | 0.025904 | 0.025904 | 0.025904 | 0.025904 | 0.025904 | 0.025904 | 0.025904 | 0.025904 | 0.025904 | 0.025904 | 0.025904 | 0.025904 | 0.025904 | 0.025904 | 0.025904 | 0.025904 | 0.025904 | 0.025904 | 0.025904 | 0.025904 | 0.025904 | 0.025904 | 0.025904 | 0.025904 | 0.025904 | 0.025904 | 0.025904 | 0.025904 | 0.025904 | 0.025904 | 0.025904 | 0.025904 | 0.025904 | 0.025904 | 0.025904 | 0.025904 | 0.025904 | 0.025904 | 0.025904 | 0.025904 | 0.025904 | 0.025904 | 0.025904 | 0.025904 | 0.025904 | 0.025904 | 0.025904 | 0.025904 | 0.025904 | 0.025904 | 0.025904 | 0.025904 | 0.025904 | 0.025904 | 0.025904 | 0.025904 | 0.025904 | 0.025904 | 0.025904 | 0.025904 | 0.025904 | 0.025904 | 0.025904 | 0.025904 | 0.025904 | 0.025904 | 0.025904 | 0.025904 | 0.025904 | 0.025904 | 0.025904 | 0.025904 | 0.025904 | 0.025904 | 0.025904 | 0.025904 | 0.025904 | 0.025904 | 0.025904 | 0.025904 | 0.025904 | 0.025904 | 0.025904 | 0.025904 | 0.025904 | 0.025904 | 0.025904 | 0.025904 | 0.025904 | 0.025904 | 0.025904 | 0.025904 | 0.025904 | 0.025904 | 0.025904 | 0.025904 | 0.025904 | 0.025904 | 0.025904 | 0.025904 | 0.025904 | 0.025904 | 0.025904 | 0.025904 | 0.025904 | 0.025904 | 0.025904 | 0.025904 | 0.025904 | 0.025904 | 0.025904 | 0.025904 | 0.025904 | 0.025904 | 0.025904 | 0.025904 | 0.025904 | 0.025904 | 0.025904 | 0.025904 | 0.025904 | 0.025904 | 0.025904 | 0.025904 | 0.025904 | 0.025904 | 0.025904 | 0.025904 | 0.025904 | 0.025904 | 0.025904 | 0.025904 | 0.025904 | 0.025904 | 0.025904 | 0.025904 | 0.025904 | 0.025904 | 0.025904 | 0.025904 | 0.025904 | 0.025904 | 0.025904 | 0.025904 | 0.025904 | 0.025904 | 0.025904 | 0.025904 | 0.025904 | 0.025904 | 0.025904 | 0.025904 | 0.025904 | 0.025904 | 0.025904 | 0.025904 | 0.025904 | 0.025904 | 0.025904 | 0.025904 | 0.025904 | 0.025904 | 0.025904 | 0.025904 | 0.025904 | 0.025904 | 0.025904 | 0.025904 | 0.025904 | 0.025904 | 0.025904 | 0.025904 | 0.025904 | 0.025904 | 0.025904 | 0.025904 | 0.025904 | 0.025904 | 0.025904 | 0.025904 | 0.025904 | 0.025904 | 0.025904 | 0.025904 | 0.025904 | 0.025904 | 0.025904 | 0.025904 | 0.025904 | 0.025904 | 0.025904 | 0.025904 | 0.025904 | 0.025904 | 0.025904 | 0.025904 | 0.025904 | 0.025904 | 0.025904 | 0.025904 | 0.025904 | 0.025904 | 0.025904 | 0.025904 | 0.025904 | 0.025904 | 0.025904 | 0.025904 | 0.025904 | 0.025904 | 0.025904 | 0.025904 | 0.025904 | 0.025904 | 0.025904 | 0.025904 | 0.025904 | 0.025904 | 0.025904 | 0.025904 | 0.025904 | 0.025904 | 0.025904 | 0.025904 | 0.025904 | 0.025904 | 0.025904 | 0.025904 | 0.025904 | 0.025904 | 0.025904 | 0.025904 | 0.025904 | 0.025904 | 0.025904 | 0.025904 | 0.025904 | 0.025904 | 0.025904 | 0.025904 | 0.025904 | 0.025904 | 0.025904 | 0.025904 | 0.025904 | 0.025904 | 0.025904 | 0.025904 | 0.025904 | 0.025904 | 0.025904 | 0.025904 | 0.025904 | 0.025904 | 0.025904 | 0.025904 | 0.025904 | 0.025904 | 0.025904 | 0.025904 | 0.025904 | 0.025904 | 0.025904 | 0.025904 | 0.025904 | 0.025904 | 0.025904 | 0.025904 | 0.025904 | 0.025904 | 0.025904 | 0.025904 | 0.025904 | 0.025904 | 0.025904 | 0.025904 | 0.025904 | 0.025904 | 0.025904 | 0.025904 | 0.025904 | 0.025904 | 0.025904 | 0.025904 | 0.025904 | 0.025904 | 0.025904 | 0.025904 | 0.025904 | 0.025904 | 0.025904 | 0.025904 | 0.025904 | 0.025904 | 0.025904 | 0.025904 | 0.025904 | 0.025904 | 0.025904 | 0.025904 | 0.025904 | 0.025904 | 0.025904 | 0.025904 | 0.025904 | 0.025904 | 0.025904 | 0.025904 | 0.025904 | 0.025904 | 0.025904 | 0.025904 | 0.025904 | 0.025904 | 0.025904 | 0.025904 | 0.025904 | 0.025904 | 0.025904 | 0.025904 | 0.025904 | 0.025904 | 0.025904 | 0.025904 | 0.025904 | 0.025904 | 0.025904 | 0.025904 | 0.025904 | 0.025904 | 0.025904 | 0.025904 | 0.025904 | 0.025904 | 0.025904 | 0.025904 | 0.025904 | 0.025904 | 0.025904 | 0.025904 | 0.025904 | 0.025904 | 0.025904 | 0.025904 | 0.025904 | 0.025904 | 0.025904 | 0.025904 | 0.025904 | 0.025904 | 0.025904 | 0.025904 | 0.025904 | 0.025904 | 0.025904 | 0.025904 | 0.025904 | 0.025904 | 0.025904 | 0.025904 | 0.025904 | 0.025904 | 0.025904 | 0.025904 | 0.025904 | 0.025904 | 0.025904 | 0.025904 | 0.025904 | 0.025904 | 0.025904 | 0.025904 | 0.025904 | 0.025904 | 0.025904 | 0.025904 | 0.025904 | 0.025904 | 0.025904 | 0.025904 | 0.025904 | 0.025904 | 0.025904 | 0.025904 | 0.025904 | 0.025904 | 0.025904 | 0.025904 | 0.025904 | 0.025904 | 0.025904 | 0.025904 | 0.025904 | 0.025904 | 0.025904 | 0.025904 | 0.025904 | 0.025904 | 0.025904 | 0.025904 | 0.025904 | 0.025904 | 0.025904 | 0.025904 | 0.025904 | 0.025904 | 0.025904 | 0.025904 | 0.025904 | 0.025904 | 0.025904 | 0.025904 | 0.025904 | 0.025904 | 0.025904 | 0.025904 | 0.025904 | 0.025904 | 0.025904 | 0.025904 | 0.025904 | 0.025904 | 0.025904 | 0.025904 | 0.025904 | 0.025904 | 0.025904 | 0.025904 | 0.025904 | 0.025904 | 0.025904 | 0.025904 | 0.025904 | 0.025904 | 0.025904 | 0.025904 | 0.025904 | 0.025904 | 0.025904 | 0.025904 | 0.025904 | 0.025904 | 0.025904 | 0.025904 | 0.025904 | 0.025904 | 0.025904 | 0.025904 | 0.025904 | 0.025904 | 0.025904 | 0.025904 | 0.025904 | 0.025904 | 0.025904 | 0.025904 | 0.025904 | 0.025904 | 0.025904 | 0.025904 | 0.025904 | 0.025904 | 0.025904 | 0.025904 | 0.025904 | 0.025904 | 0.025904 | 0.025904 | 0.025904 | 0.025904 | 0.025904 | 0.025904 | 0.025904 | 0.025904 | 0.025904 | 0.025904 | 0.025904 | 0.025904 | 0.025904 | 0.025904 | 0.025904 | 0.025904 | 0.025904 | 0.025904 | 0.025904 | 0.025904 | 0.025904 | 0.025904 | 0.025904 | 0.025904 | 0.025904 | 0.025904 | 0.025904 | 0.025904 | 0.025904 | 0.025904 | 0.025904 | 0.025904 | 0.025904 | 0.025904 | 0.025904 | 0.025904 | 0.025904 | 0.025904 | 0.025904 | 0.025904 | 0.025904 | 0.025904 | 0.025904 | 0.025904 | 0.025904 | 0.025904 | 0.025904 | 0.025904 | 0.025904 | 0.025904 | 0.025904 | 0.025904 | 0.025904 | 0.025904 | 0.025904 | 0.025904 | 0.025904 | 0.025904 | 0.025904 | 0.025904 | 0.025904 | 0.025904 | 0.025904 | 0.025904 | 0.025904 | 0.025904 | 0.025904 | 0.025904 | 0.025904 | 0.025904 | 0.025904 | 0.025904 | 0.025904 | 0.025904 | 0.025904 | 0.025904 | 0.025904 | 0.025904 | 0.025904 | 0.025904 | 0.025904 | 0.025904 | 0.025904 | 0.025904 | 0.025904 | 0.025904 | 0.025904 | 0.025904 | 0.025904 | 0.025904 | 0.025904 | 0.025904 | 0.025904 | 0.025904 | 0.025904 | 0.025904 | 0.025904 | 0.025904 | 0.025904 | 0.025904 | 0.025904 | 0.025904 | 0.025904 | 0.025904 | 0.025904 | 0.025904 | 0.025904 | 0.025904 | 0.025904 | 0.025904 | 0.025904 | 0.025904 | 0.025904 | 0.025904 | 0.025904 | 0.025904 | 0.025904 | 0.025904 | 0.025904 | 0.025904 | 0.025904 | 0.025904 | 0.025904 | 0.025904 | 0.025904 | 0.025904 | 0.025904 | 0.025904 | 0.025904 | 0.025904 | 0.025904 | 0.025904 | 0.025904 | 0.025904 | 0.025904 | 0.025904 | 0.025904 | 0.025904 | 0.025904 | 0.025904 | 0.025904 | 0.025904 | 0.025904 | 0.025904 | 0.025904 | 0.025904 | 0.025904 | 0.025904 | 0.025904 | 0.025904 | 0.025904 | 0.025904 | 0.025904 | 0.025904 | 0.025904 | 0.025904 | 0.025904 | 0.025904 | 0.025904 | 0.025904 | 0.025904 | 0.025904 | 0.025904 | 0.025904 | 0.025904 | 0.025904 | 0.025904 | 0.025904 | 0.025904 | 0.025904 | 0.025904 | 0.025904 | 0.025904 | 0.025904 | 0.025904 | 0.025904 | 0.025904 | 0.025904 | 0.025904 | 0.025904 | 0.025904 | 0.025904 | 0.025904 | 0.025904 | 0.025904 | 0.025904 | 0.025904 | 0.025904 | 0.025904 | 0.025904 | 0.025904 | 0.025904 | 0.025904 | 0.025904 | 0.025904 | 0.025904 | 0.025904 | 0.025904 | 0.025904 | 0.025904 | 0.025904 | 0.025904 | 0.025904 | 0.025904 | 0.025904 | 0.025904 | 0.025904 | 0.025904 | 0.025904 | 0.025904 | 0.025904 | 0.025904 | 0.025904 | 0.025904 | 0.025904 | 0.025904 | 0.025904 | 0.025904 | 0.025904 | 0.025904 | 0.025904 | 0.025904 | 0.025904 | 0.025904 | 0.025904 | 0.025904 | 0.025904 | 0.025904 | 0.025904 | 0.025904 | 0.025904 | 0.025904 | 0.025904 | 0.025904 | 0.025904 | 0.025904 | 0.025904 | 0.025904 | 0.025904 | 0.025904 | 0.025904 | 0.025904 | 0.025904 | 0.025904 | 0.025904 | 0.025904 | 0.025904 | 0.025904 | 0.025904 | 0.025904 | 0.025904 | 0.025904 | 0.025904 | 0.025904 | 0.025904 | 0.025904 | 0.025904 | 0.025904 | 0.025904 | 0.025904 | 0.025904 | 0.025904 | 0.025904 | 0.025904 | 0.025904 | 0.025904 | 0.025904 | 0.025904 | 0.025904 | 0.025904 | 0.025904 | 0.025904 | 0.025904 | 0.025904 | 0.025904 | 0.025904 | 0.025904 | 0.025904 | 0.025904 | 0.025904 | 0.025904 | 0.025904 | 0.025904 | 0.025904 | 0.025904 | 0.025904 | 0.025904 | 0.025904 | 0.025904 | 0.025904 | 0.025904 | 0.025904 | 0.025904 | 0.025904 | 0.025904 | 0.025904 | 0.025904 | 0.025904 | 0.025904 | 0.025904 | 0.025904 | 0.025904 | 0.025904 | 0.025904 | 0.025904 | 0.025904 | 0.025904 | 0.025904 | 0.025904 | 0.025904 | 0.025904 | 0.025904 | 0.025904 | 0.025904 | 0.025904 | 0.025904 | 0.025904 | 0.025904 | 0.025904 | 0.025904 | 0.025904 | 0.025904 | 0.025904 | 0.025904 | 0.025904 | 0.025904 | 0.025904 | 0.025904 | 0.025904 | 0.025904 | 0.025904 | 0.025904 | 0.025904 | 0.025904 | 0.025904 | 0.025904 | 0.025904 | 0.025904 | 0.025904 | 0.025904 | 0.025904 | 0.025904 | 0.025904 | 0.025904 | 0.025904 | 0.025904 | 0.025904 | 0.025904 | 0.025904 | 0.025904 | 0.025904 | 0.025904 | 0.025904 | 0.025904 | 0.025904 | 0.025904 | 0.025904 | 0.025904 | 0.025904 | 0.025904 | 0.025904 | 0.025904 | 0.025904 | 0.025904 | 0.025904 | 0.025904 | 0.025904 | 0.025904 | 0.025904 | 0.025904 | 0.025904 | 0.025904 | 0.025904 | 0.025904 | 0.025904 | 0.025904 | 0.025904 | 0.025904 | 0.025904 | 0.025904 | 0.025904 | 0.025904 | 0.025904 | 0.025904 | 0.025904 | 0.025904 | 0.025904 | 0.025904 | 0.025904 | 0.025904 | 0.025904 | 0.025904 | 0.025904 | 0.025904 | 0.025904 | 0.025904 | 0.025904 | 0.025904 | 0.025904 | 0.025904 | 0.025904 | 0.025904 | 0.025904 | 0.025904 | 0.025904 | 0.025904 | 0.025904 | 0.025904 | 0.025904 | 0.025904 | 0.025904 | 0.025904 | 0.025904 | 0.025904 | 0.025904 | 0.025904 | 0.025904 | 0.025904 | 0.025904 | 0.025904 | 0.025904 | 0.025904 | 0.025904 | 0.025904 | 0.025904 | 0.025904 | 0.025904 | 0.025904 | 0.025904 | 0.025904 | 0.025904 | 0.025904 | 0.025904 | 0.025904 | 0.025904 | 0.025904 | 0.025904 | 0.025904 | 0.025904 | 0.025904 | 0.025904 | 0.025904 | 0.025904 | 0.025904 | 0.025904 | 0.025904 | 0.025904 | 0.025904 | 0.025904 | 0.025904 | 0.025904 | 0.025904 | 0.025904 | 0.025904 | 0.025904 | 0.025904 | 0.025904 | 0.025904 | 0.025904 | 0.025904 | 0.025904 | 0.025904 | 0.025904 | 0.025904 | 0.025904 | 0.025904 | 0.025904 | 0.025904 | 0.025904 | 0.025904 | 0.025904 | 0.025904 | 0.025904 | 0.025904 | 0.025904 | 0.025904 | 0.025904 | 0.025904 | 0.025904 | 0.025904 | 0.025904 | 0.025904 | 0.025904 | 0.025904 | 0.025904 | 0.025904 | 0.025904 | 0.025904 | 0.025904 | 0.025904 | 0.025904 | 0.025904 | 0.025904 | 0.025904 | 0.025904 | 0.025904 | 0.025904 | 0.025904 | 0.025904 | 0.025904 | 0.025904 | 0.025904 | 0.025904 | 0.025904 | 0.025904 | 0.025904 | 0.025904 | 0.025904 | 0.025904 | 0.025904 | 0.025904 | 0.025904 | 0.025904 | 0.025904 | 0.025904 | 0.025904 | 0.025904 | 0.025904 | 0.025904 | 0.025904 | 0.025904 | 0.025904 | 0.025904 | 0.025904 | 0.025904 | 0.025904 | 0.025904 | 0.025904 | 0.025904 | 0.025904 | 0.025904 | 0.025904 | 0.025904 | 0.025904 | 0.025904 | 0.025904 | 0.025904 | 0.025904 | 0.025904 | 0.025904 | 0.025904 | 0.025904 | 0.025904 | 0.025904 | 0.025904 | 0.025904 | 0.025904 | 0.025904 | 0.025904 | 0.025904 | 0.025904 | 0.025904 | 0.025904 | 0.025904 | 0.025904 | 0.025904 | 0.025904 | 0.025904 | 0.025904 | 0.025904 | 0.025904 | 0.025904 | 0.025904 | 0.025904 | 0.025904 | 0.025904 | 0.025904 | 0.025904 | 0.025904 | 0.025904 | 0.025904 | 0.025904 | 0.025904 | 0.025904 | 0.025904 | 0.025904 | 0.025904 | 0.025904 | 0.025904 | 0.025904 | 0.025904 | 0.025904 | 0.025904 | 0.025904 | 0.025904 | 0.025904 | 0.025904 | 0.025904 | 0.025904 | 0.025904 | 0.025904 | 0.025904 | 0.025904 | 0.025904 | 0.025904 | 0.025904 | 0.025904 | 0.025904 | 0.025904 | 0.025904 | 0.025904 | 0.025904 | 0.025904 | 0.025904 | 0.025904 | 0.025904 | 0.025904 | 0.025904 | 0.025904 | 0.025904 | 0.025904 | 0.025904 | 0.025904 | 0.025904 | 0.025904 | 0.025904 | 0.025904 | 0.025904 | 0.025904 | 0.025904 | 0.025904 | 0.025904 | 0.025904 | 0.025904 | 0.025904 | 0.025904 | 0.025904 | 0.025904 | 0.025904 | 0.025904 | 0.025904 | 0.025904 | 0.025904 | 0.025904 | 0.025904 | 0.025904 | 0.025904 | 0.025904 | 0.025904 | 0.025904 | 0.025904 | 0.025904 | 0.025904 | 0.025904 | 0.025904 | 0.025904 | 0.025904 | 0.025904 | 0.025904 | 0.025904 | 0.025904 | 0.025904 | 0.025904 | 0.025904 | 0.025904 | 0.025904 | 0.025904 | 0.025904 | 0.025904 | 0.025904 | 0.025904 | 0.025904 | 0.025904 | 0.025904 | 0.025904 | 0.025904 | 0.025904 | 0.025904 | 0.025904 | 0.025904 | 0.025904 | 0.025904 | 0.025904 | 0.025904 | 0.025904 | 0.025904 | 0.025904 | 0.025904 | 0.025904 | 0.025904 | 0.025904 | 0.025904 | 0.025904 | 0.025904 | 0.025904 | 0.025904 | 0.025904 | 0.025904 | 0.025904 | 0.025904 | 0.025904 | 0.025904 | 0.025904 | 0.025904 | 0.025904 | 0.025904 | 0.025904 | 0.025904 | 0.025904 | 0.025904 | 0.025904 | 0.025904 | 0.025904 | 0.025904 | 0.025904 | 0.025904 | 0.025904 | 0.025904 | 0.025904 | 0.025904 | 0.025904 | 0.025904 | 0.025904 | 0.025904 | 0.025904 | 0.025904 | 0.025904 | 0.025904 | 0.025904 | 0.025904 | 0.025904 | 0.025904 | 0.025904 | 0.025904 | 0.025904 | 0.025904 | 0.025904 | 0.025904 | 0.025904 | 0.025904 | 0.025904 | 0.025904 | 0.025904 | 0.025904 | 0.025904 | 0.025904 | 0.025904 | 0.025904 | 0.025904 | 0.025904 | 0.025904 | 0.025904 | 0.025904 | 0.025904 | 0.025904 | 0.025904 | 0.025904 | 0.025904 | 0.025904 | 0.025904 | 0.025904 | 0.025904 | 0.025904 | 0.025904 | 0.025904 | 0.025904 | 0.025904 | 0.025904 | 0.025904 | 0.025904 | 0.025904 | 0.025904 | 0.025904 | 0.025904 | 0.025904 | 0.025904 | 0.025904 | 0.025904 | 0.025904 | 0.025904 | 0.025904 | 0.025904 | 0.025904 | 0.025904 | 0.025904 | 0.025904 | 0.025904 | 0.025904 | 0.025904 | 0.025904 | 0.025904 | 0.025904 | 0.025904 | 0.025904 | 0.025904 | 0.025904 | 0.025904 | 0.025904 | 0.025904 | 0.025904 | 0.025904 | 0.025904 | 0.025904 | 0.025904 | 0.025904 | 0.025904 | 0.025904 | 0.025904 | 0.025904 | 0.025904 | 0.025904 | 0.025904 | 0.025904 | 0.025904 | 0.025904 | 0.025904 | 0.025904
Insolation Power | W | I | 7.4298 | 7.4312 | 7.4326 | 7.434 | 7.4354 | 7.4368 | 7.4382 | 7.4396 | 7.441 | 7.4424 | 7.4438 | 7.4452 | 7.4466 | 7.448 | 7.4494 | 7.4508 | 7.4522 | 7.4536 | 7.455 | 7.4563 | 7.4577 | 7.4591 | 7.4605 | 7.4619 | 7.4633 | 7.4647 | 7.4661 | 7.4675 | 7.4689 | 7.4703 | 7.4717 | 7.4731 | 7.4744 | 7.4758 | 7.4772 | 7.4786 | 7.48 | 7.4814 | 7.4828 | 7.4842 | 7.4856 | 7.4869 | 7.4883 | 7.4897 | 7.4911 | 7.4925 | 7.4939 | 7.4953 | 7.4967 | 7.498 | 7.4994 | 7.5008 | 7.5022 | 7.5036 | 7.505 | 7.5063 | 7.5077 | 7.5091 | 7.5105 | 7.5119 | 7.5132 | 7.5146 | 7.516 | 7.5174 | 7.5188 | 7.5201 | 7.5215 | 7.5229 | 7.5243 | 7.5257 | 7.527 | 7.5284 | 7.5298 | 7.5312 | 7.5325 | 7.5339 | 7.5353 | 7.5367 | 7.538 | 7.538 | 7.538 | 7.538 | 7.538 | 7.538 | 7.538 | 7.538 | 7.538 | 7.538 | 7.538 | 7.538 | 7.538 | 7.538 | 7.538 | 7.538 | 7.538 | 7.538 | 7.538 | 7.538 | 7.538 | 7.538 | 7.538 | 7.538 | 7.538 | 7.538 | 7.538 | 7.538 | 7.538 | 7.538 | 7.538 | 7.538 | 7.538 | 7.538 | 7.538 | 7.538 | 7.538 | 7.538 | 7.538 | 7.538 | 7.538 | 7.538 | 7.538 | 7.538 | 7.538 | 7.538 | 7.538 | 7.538 | 7.538 | 7.538 | 7.538 | 7.538 | 7.538 | 7.538 | 7.538 | 7.538 | 7.538 | 7.538 | 7.538 | 7.538 | 7.538 | 7.538 | 7.538 | 7.538 | 7.538 | 7.538 | 7.538 | 7.538 | 7.538 | 7.538 | 7.538 | 7.538 | 7.538 | 7.538 | 7.538 | 7.538 | 7.538 | 7.538 | 7.538 | 7.538 | 7.538 | 7.538 | 7.538 | 7.538 | 7.538 | 7.538 | 7.538 | 7.538 | 7.538 | 7.538 | 7.538 | 7.538 | 7.538 | 7.538 | 7.538 | 7.538 | 7.538 | 7.538 | 7.538 | 7.538 | 7.538 | 7.538 | 7.538 | 7.538 | 7.538 | 7.538 | 7.538 | 7.538 | 7.538 | 7.538 | 7.538 | 7.538 | 7.538 | 7.538 | 7.538 | 7.538 | 7.538 | 7.538 | 7.538 | 7.538 | 7.538 | 7.538 | 7.538 | 7.538 | 7.538 | 7.538 | 7.538 | 7.538 | 7.538 | 7.538 | 7.538 | 7.538 | 7.538 | 7.538 | 7.538 | 7.538 | 7.538 | 7.538 | 7.538 | 7.538 | 7.538 | 7.538 | 7.538 | 7.538 | 7.538 | 7.538 | 7.538 | 7.538 | 7.538 | 7.538 | 7.538 | 7.538 | 7.538 | 7.538 | 7.538 | 7.538 | 7.538 | 7.538 | 7.538 | 7.538 | 7.538 | 7.538 | 7.538 | 7.538 | 7.538 | 7.538 | 7.538 | 7.538 | 7.538 | 7.538 | 7.538 | 7.538 | 7.538 | 7.538 | 7.538 | 7.538 | 7.538 | 7.538 | 7.538 | 7.538 | 7.538 | 7.538 | 7.538 | 7.538 | 7.538 | 7.538 | 7.538 | 7.538 | 7.538 | 7.538 | 7.538 | 7.538 | 7.538 | 7.538 | 7.538 | 7.538 | 7.538 | 7.538 | 7.538 | 7.538 | 7.538 | 7.538 | 7.538 | 7.538 | 7.538 | 7.538 | 7.538 | 7.538 | 7.538 | 7.538 | 7.538 | 7.538 | 7.538 | 7.538 | 7.538 | 7.538 | 7.538 | 7.538 | 7.538 | 7.538 | 7.538 | 7.538 | 7.538 | 7.538 | 7.538 | 7.538 | 7.538 | 7.538 | 7.538 | 7.538 | 7.538 | 7.538 | 7.538 | 7.538 | 7.538 | 7.538 | 7.538 | 7.538 | 7.538 | 7.538 | 7.538 | 7.538 | 7.538 | 7.538 | 7.538 | 7.538 | 7.538 | 7.538 | 7.538 | 7.538 | 7.538 | 7.538 | 7.538 | 7.538 | 7.538 | 7.538 | 7.538 | 7.538 | 7.538 | 7.538 | 7.538 | 7.538 | 7.538 | 7.538 | 7.538 | 7.538 | 7.538 | 7.538 | 7.538 | 7.538 | 7.538 | 7.538 | 7.538 | 7.538 | 7.538 | 7.538 | 7.538 | 7.538 | 7.538 | 7.538 | 7.538 | 7.538 | 7.538 | 7.538 | 7.538 | 7.538 | 7.538 | 7.538 | 7.538 | 7.538 | 7.538 | 7.538 | 7.538 | 7.538 | 7.538 | 7.538 | 7.538 | 7.538 | 7.538 | 7.538 | 7.538 | 7.538 | 7.538 | 7.538 | 7.538 | 7.538 | 7.538 | 7.538 | 7.538 | 7.538 | 7.538 | 7.538 | 7.538 | 7.538 | 7.538 | 7.538 | 7.538 | 7.538 | 7.538 | 7.538 | 7.538 | 7.538 | 7.538 | 7.538 | 7.538 | 7.538 | 7.538 | 7.538 | 7.538 | 7.538 | 7.538 | 7.538 | 7.538 | 7.538 | 7.538 | 7.538 | 7.538 | 7.538 | 7.538 | 7.538 | 7.538 | 7.538 | 7.538 | 7.538 | 7.538 | 7.538 | 7.538 | 7.538 | 7.538 | 7.538 | 7.538 | 7.538 | 7.538 | 7.538 | 7.538 | 7.538 | 7.538 | 7.538 | 7.538 | 7.538 | 7.538 | 7.538 | 7.538 | 7.538 | 7.538 | 7.538 | 7.538 | 7.538 | 7.538 | 7.538 | 7.538 | 7.538 | 7.538 | 7.538 | 7.538 | 7.538 | 7.538 | 7.538 | 7.538 | 7.538 | 7.538 | 7.538 | 7.538 | 7.538 | 7.538 | 7.538 | 7.538 | 7.538 | 7.538 | 7.538 | 7.538 | 7.538 | 7.538 | 7.538 | 7.538 | 7.538 | 7.538 | 7.538 | 7.538 | 7.538 | 7.538 | 7.538 | 7.538 | 7.538 | 7.538 | 7.538 | 7.538 | 7.538 | 7.538 | 7.538 | 7.538 | 7.538 | 7.538 | 7.538 | 7.538 | 7.538 | 7.538 | 7.538 | 7.538 | 7.538 | 7.538 | 7.538 | 7.538 | 7.538 | 7.538 | 7.538 | 7.538 | 7.538 | 7.538 | 7.538 | 7.538 | 7.538 | 7.538 | 7.538 | 7.538 | 7.538 | 7.538 | 7.538 | 7.538 | 7.538 | 7.538 | 7.538 | 7.538 | 7.538 | 7.538 | 7.538 | 7.538 | 7.538 | 7.538 | 7.538 | 7.538 | 7.538 | 7.538 | 7.538 | 7.538 | 7.538 | 7.538 | 7.538 | 7.538 | 7.538 | 7.538 | 7.538 | 7.538 | 7.538 | 7.538 | 7.538 | 7.538 | 7.538 | 7.538 | 7.538 | 7.538 | 7.538 | 7.538 | 7.538 | 7.538 | 7.538 | 7.538 | 7.538 | 7.538 | 7.538 | 7.538 | 7.538 | 7.538 | 7.538 | 7.538 | 7.538 | 7.538 | 7.538 | 7.538 | 7.538 | 7.538 | 7.538 | 7.538 | 7.538 | 7.538 | 7.538 | 7.538 | 7.538 | 7.538 | 7.538 | 7.538 | 7.538 | 7.538 | 7.538 | 7.538 | 7.538 | 7.538 | 7.538 | 7.538 | 7.538 | 7.538 | 7.538 | 7.538 | 7.538 | 7.538 | 7.538 | 7.538 | 7.538 | 7.538 | 7.538 | 7.538 | 7.538 | 7.538 | 7.538 | 7.538 | 7.538 | 7.538 | 7.538 | 7.538 | 7.538 | 7.538 | 7.538 | 7.538 | 7.538 | 7.538 | 7.538 | 7.538 | 7.538 | 7.538 | 7.538 | 7.538 | 7.538 | 7.538 | 7.538 | 7.538 | 7.538 | 7.538 | 7.538 | 7.538 | 7.538 | 7.538 | 7.538 | 7.538 | 7.538 | 7.538 | 7.538 | 7.538 | 7.538 | 7.538 | 7.538 | 7.538 | 7.538 | 7.538 | 7.538 | 7.538 | 7.538 | 7.538 | 7.538 | 7.538 | 7.538 | 7.538 | 7.538 | 7.538 | 7.538 | 7.538 | 7.538 | 7.538 | 7.538 | 7.538 | 7.538 | 7.538 | 7.538 | 7.538 | 7.538 | 7.538 | 7.538 | 7.538 | 7.538 | 7.538 | 7.538 | 7.538 | 7.538 | 7.538 | 7.538 | 7.538 | 7.538 | 7.538 | 7.538 | 7.538 | 7.538 | 7.538 | 7.538 | 7.538 | 7.538 | 7.538 | 7.538 | 7.538 | 7.538 | 7.538 | 7.538 | 7.538 | 7.538 | 7.538 | 7.538 | 7.538 | 7.538 | 7.538 | 7.538 | 7.538 | 7.538 | 7.538 | 7.538 | 7.538 | 7.538 | 7.538 | 7.538 | 7.538 | 7.538 | 7.538 | 7.538 | 7.538 | 7.538 | 7.538 | 7.538 | 7.538 | 7.538 | 7.538 | 7.538 | 7.538 | 7.538 | 7.538 | 7.538 | 7.538 | 7.538 | 7.538 | 7.538 | 7.538 | 7.538 | 7.538 | 7.538 | 7.538 | 7.538 | 7.538 | 7.538 | 7.538 | 7.538 | 7.538 | 7.538 | 7.538 | 7.538 | 7.538 | 7.538 | 7.538 | 7.538 | 7.538 | 7.538 | 7.538 | 7.538 | 7.538 | 7.538 | 7.538 | 7.538 | 7.538 | 7.538 | 7.538 | 7.538 | 7.538 | 7.538 | 7.538 | 7.538 | 7.538 | 7.538 | 7.538 | 7.538 | 7.538 | 7.538 | 7.538 | 7.538 | 7.538 | 7.538 | 7.538 | 7.538 | 7.538 | 7.538 | 7.538 | 7.538 | 7.538 | 7.538 | 7.538 | 7.538 | 7.538 | 7.538 | 7.538 | 7.538 | 7.538 | 7.538 | 7.538 | 7.538 | 7.538 | 7.538 | 7.538 | 7.538 | 7.538 | 7.538 | 7.538 | 7.538 | 7.538 | 7.538 | 7.538 | 7.538 | 7.538 | 7.538 | 7.538 | 7.538 | 7.538 | 7.538 | 7.538 | 7.538 | 7.538 | 7.538 | 7.538 | 7.538 | 7.538 | 7.538 | 7.538 | 7.538 | 7.538 | 7.538 | 7.538 | 7.538 | 7.538 | 7.538 | 7.538 | 7.538 | 7.538 | 7.538 | 7.538 | 7.538 | 7.538 | 7.538 | 7.538 | 7.538 | 7.538 | 7.538 | 7.538 | 7.538 | 7.538 | 7.538 | 7.538 | 7.538 | 7.538 | 7.538 | 7.538 | 7.538 | 7.538 | 7.538 | 7.538 | 7.538 | 7.538 | 7.538 | 7.538 | 7.538 | 7.538 | 7.538 | 7.538 | 7.538 | 7.538 | 7.538 | 7.538 | 7.538 | 7.538 | 7.538 | 7.538 | 7.538 | 7.538 | 7.538 | 7.538 | 7.538 | 7.538 | 7.538 | 7.538 | 7.538 | 7.538 | 7.538 | 7.538 | 7.538 | 7.538 | 7.538 | 7.538 | 7.538 | 7.538 | 7.538 | 7.538 | 7.538 | 7.538 | 7.538 | 7.538 | 7.538 | 7.538 | 7.538 | 7.538 | 7.538 | 7.538 | 7.538 | 7.538 | 7.538 | 7.538 | 7.538 | 7.538 | 7.538 | 7.538 | 7.538 | 7.538 | 7.538 | 7.538 | 7.538 | 7.538 | 7.538 | 7.538 | 7.538 | 7.538 | 7.538 | 7.538 | 7.538 | 7.538 | 7.538 | 7.538 | 7.538 | 7.538 | 7.538 | 7.538 | 7.538 | 7.538 | 7.538 | 7.538 | 7.538 | 7.538 | 7.538 | 7.538 | 7.538 | 7.538 | 7.538 | 7.538 | 7.538 | 7.538 | 7.538 | 7.538 | 7.538 | 7.538 | 7.538 | 7.538 | 7.538 | 7.538 | 7.538 | 7.538 | 7.538 | 7.538 | 7.538 | 7.538 | 7.538 | 7.538 | 7.538 | 7.538 | 7.538 | 7.538 | 7.538 | 7.538 | 7.538 | 7.538 | 7.538 | 7.538 | 7.538 | 7.538 | 7.538 | 7.538 | 7.538 | 7.538 | 7.538 | 7.538 | 7.538 | 7.538 | 7.538 | 7.538 | 7.538 | 7.538 | 7.538 | 7.538 | 7.538 | 7.538 | 7.538 | 7.538 | 7.538 | 7.538 | 7.538 | 7.538 | 7.538 | 7.538 | 7.538 | 7.538 | 7.538 | 7.538 | 7.538 | 7.538 | 7.538 | 7.538 | 7.538 | 7.538 | 7.538 | 7.538 | 7.538 | 7.538 | 7.538 | 7.538 | 7.538 | 7.538 | 7.538 | 7.538 | 7.538 | 7.538 | 7.538 | 7.538 | 7.538 | 7.538 | 7.538 | 7.538 | 7.538 | 7.538 | 7.538 | 7.538 | 7.538 | 7.538 | 7.538 | 7.538 | 7.538 | 7.538 | 7.538 | 7.538 | 7.538 | 7.538 | 7.538 | 7.538 | 7.538 | 7.538 | 7.538 | 7.538 | 7.538 | 7.538 | 7.538 | 7.538 | 7.538 | 7.538 | 7.538 | 7.538 | 7.538 | 7.538 | 7.538 | 7.538 | 7.538 | 7.538 | 7.538 | 7.538 | 7.538 | 7.538 | 7.538 | 7.538 | 7.538 | 7.538 | 7.538 | 7.538 | 7.538 | 7.538 | 7.538 | 7.538 | 7.538 | 7.538 | 7.538 | 7.538 | 7.538 | 7.538 | 7.538 | 7.538 | 7.538 | 7.538 | 7.538 | 7.538 | 7.538 | 7.538 | 7.538 | 7.538 | 7.538 | 7.538 | 7.538 | 7.538 | 7.538 | 7.538 | 7.538 | 7.538 | 7.538 | 7.538 | 7.538 | 7.538 | 7.538 | 7.538 | 7.538 | 7.538 | 7.538 | 7.538 | 7.538 | 7.538 | 7.538 | 7.538 | 7.538 | 7.538 | 7.538 | 7.538 | 7.538 | 7.538 | 7.538 | 7.538 | 7.538 | 7.538 | 7.538 | 7.538 | 7.538 | 7.538 | 7.538 | 7.538 | 7.538 | 7.538 | 7.538 | 7.538 | 7.538 | 7.538 | 7.538 | 7.538 | 7.538 | 7.538 | 7.538 | 7.538 | 7.538 | 7.538 | 7.538 | 7.538 | 7.538 | 7.538 | 7.538 | 7.538 | 7.538 | 7.538 | 7.538 | 7.538 | 7.538 | 7.538 | 7.538 | 7.538 | 7.538 | 7.538 | 7.538 | 7.538 | 7.538 | 7.538 | 7.538 | 7.538 | 7.538 | 7.538 | 7.538 | 7.538 | 7.538 | 7.538 | 7.538 | 7.538 | 7.538 | 7.538 | 7.538 | 7.538 | 7.538 | 7.538 | 7.538 | 7.538 | 7.538 | 7.538 | 7.538 | 7.538 | 7.538 | 7.538 | 7.538 | 7.538 | 7.538 | 7.538 | 7.538 | 7.538 | 7.538 | 7.538 | 7.538 | 7.538 | 7.538 | 7.538 | 7.538 | 7.538 | 7.538 | 7.538 | 7.538 | 7.538 | 7.538 | 7.538 | 7.538 | 7.538 | 7.538 | 7.538 | 7.538 | 7.538 | 7.538 | 7.538 | 7.538 | 7.538 | 7.538 | 7.538 | 7.538 | 7.538 | 7.538 | 7.538 | 7.538 | 7.538 | 7.538 | 7.538 | 7.538 | 7.538 | 7.538 | 7.538 | 7.538 | 7.538 | 7.538 | 7.538 | 7.538 | 7.538 | 7.538 | 7.538 | 7.538 | 7.538 | 7.538 | 7.538 | 7.538 | 7.538 | 7.538 | 7.538 | 7.538 | 7.538 | 7.538 | 7.538 | 7.538 | 7.538 | 7.538 | 7.538 | 7.538 | 7.538 | 7.538 | 7.538 | 7.538 | 7.538 | 7.538 | 7.538 | 7.538 | 7.538 | 7.538 | 7.538 | 7.538 | 7.538 | 7.538 | 7.538 | 7.538 | 7.538 | 7.538 | 7.538 | 7.538 | 7.538 | 7.538 | 7.538 | 7.538 | 7.538 | 7.538 | 7.538 | 7.538 | 7.538 | 7.538 | 7.538 | 7.538 | 7.538 | 7.538 | 7.538 | 7.538 | 7.538 | 7.538 | 7.538 | 7.538 | 7.538 | 7.538 | 7.538 | 7.538 | 7.538 | 7.538 | 7.538 | 7.538 | 7.538 | 7.538 | 7.538 | 7.538 | 7.538 | 7.538 | 7.538 | 7.538 | 7.538 | 7.538 | 7.538 | 7.538 | 7.538 | 7.538 | 7.538 | 7.538 | 7.538 | 7.538 | 7.538 | 7.538 | 7.538 | 7.538 | 7.538 | 7.538 | 7.538 | 7.538 | 7.538 | 7.538 | 7.538 | 7.538 | 7.538 | 7.538 | 7.538 | 7.538 | 7.538 | 7.538 | 7.538 | 7.538 | 7.538 | 7.538 | 7.538 | 7.538 | 7.538 | 7.538 | 7.538 | 7.538 | 7.538 | 7.538 | 7.538 | 7.538 | 7.538 | 7.538 | 7.538 | 7.538 | 7.538 | 7.538 | 7.538 | 7.538 | 7.538 | 7.538 | 7.538 | 7.538 | 7.538 | 7.538 | 7.538 | 7.538 | 7.538 | 7.538 | 7.538 | 7.538 | 7.538
Reynolds Number |  | Re | 3643.683 | 3643.1436 | 3642.6045 | 3642.0658 | 3641.5273 | 3640.9892 | 3640.4515 | 3639.9141 | 3639.377 | 3638.8403 | 3638.3039 | 3637.7678 | 3637.2321 | 3636.6967 | 3636.1616 | 3635.6269 | 3635.0925 | 3634.5584 | 3634.0247 | 3633.4913 | 3632.9583 | 3632.4256 | 3631.8932 | 3631.3611 | 3630.8294 | 3630.2981 | 3629.767 | 3629.2363 | 3628.7059 | 3628.1759 | 3627.6462 | 3627.1168 | 3626.5878 | 3626.0591 | 3625.5307 | 3625.0027 | 3624.475 | 3623.9476 | 3623.4206 | 3622.8939 | 3622.3675 | 3621.8415 | 3621.3158 | 3620.7904 | 3620.2654 | 3619.7407 | 3619.2163 | 3618.6923 | 3618.1686 | 3617.6452 | 3617.1222 | 3616.5994 | 3616.0771 | 3615.555 | 3615.0333 | 3614.5119 | 3613.9909 | 3613.4702 | 3612.9498 | 3612.4297 | 3611.91 | 3611.3906 | 3610.8715 | 3610.3528 | 3609.8344 | 3609.3163 | 3608.7986 | 3608.2812 | 3607.7641 | 3607.2473 | 3606.7309 | 3606.2148 | 3605.6991 | 3605.1836 | 3604.6685 | 3604.1538 | 3603.6393 | 3603.1252 | 3602.6114 | 3602.6114 | 3602.6114 | 3602.6114 | 3602.6114 | 3602.6114 | 3602.6114 | 3602.6114 | 3602.6114 | 3602.6114 | 3602.6114 | 3602.6114 | 3602.6114 | 3602.6114 | 3602.6114 | 3602.6114 | 3602.6114 | 3602.6114 | 3602.6114 | 3602.6114 | 3602.6114 | 3602.6114 | 3602.6114 | 3602.6114 | 3602.6114 | 3602.6114 | 3602.6114 | 3602.6114 | 3602.6114 | 3602.6114 | 3602.6114 | 3602.6114 | 3602.6114 | 3602.6114 | 3602.6114 | 3602.6114 | 3602.6114 | 3602.6114 | 3602.6114 | 3602.6114 | 3602.6114 | 3602.6114 | 3602.6114 | 3602.6114 | 3602.6114 | 3602.6114 | 3602.6114 | 3602.6114 | 3602.6114 | 3602.6114 | 3602.6114 | 3602.6114 | 3602.6114 | 3602.6114 | 3602.6114 | 3602.6114 | 3602.6114 | 3602.6114 | 3602.6114 | 3602.6114 | 3602.6114 | 3602.6114 | 3602.6114 | 3602.6114 | 3602.6114 | 3602.6114 | 3602.6114 | 3602.6114 | 3602.6114 | 3602.6114 | 3602.6114 | 3602.6114 | 3602.6114 | 3602.6114 | 3602.6114 | 3602.6114 | 3602.6114 | 3602.6114 | 3602.6114 | 3602.6114 | 3602.6114 | 3602.6114 | 3602.6114 | 3602.6114 | 3602.6114 | 3602.6114 | 3602.6114 | 3602.6114 | 3602.6114 | 3602.6114 | 3602.6114 | 3602.6114 | 3602.6114 | 3602.6114 | 3602.6114 | 3602.6114 | 3602.6114 | 3602.6114 | 3602.6114 | 3602.6114 | 3602.6114 | 3602.6114 | 3602.6114 | 3602.6114 | 3602.6114 | 3602.6114 | 3602.6114 | 3602.6114 | 3602.6114 | 3602.6114 | 3602.6114 | 3602.6114 | 3602.6114 | 3602.6114 | 3602.6114 | 3602.6114 | 3602.6114 | 3602.6114 | 3602.6114 | 3602.6114 | 3602.6114 | 3602.6114 | 3602.6114 | 3602.6114 | 3602.6114 | 3602.6114 | 3602.6114 | 3602.6114 | 3602.6114 | 3602.6114 | 3602.6114 | 3602.6114 | 3602.6114 | 3602.6114 | 3602.6114 | 3602.6114 | 3602.6114 | 3602.6114 | 3602.6114 | 3602.6114 | 3602.6114 | 3602.6114 | 3602.6114 | 3602.6114 | 3602.6114 | 3602.6114 | 3602.6114 | 3602.6114 | 3602.6114 | 3602.6114 | 3602.6114 | 3602.6114 | 3602.6114 | 3602.6114 | 3602.6114 | 3602.6114 | 3602.6114 | 3602.6114 | 3602.6114 | 3602.6114 | 3602.6114 | 3602.6114 | 3602.6114 | 3602.6114 | 3602.6114 | 3602.6114 | 3602.6114 | 3602.6114 | 3602.6114 | 3602.6114 | 3602.6114 | 3602.6114 | 3602.6114 | 3602.6114 | 3602.6114 | 3602.6114 | 3602.6114 | 3602.6114 | 3602.6114 | 3602.6114 | 3602.6114 | 3602.6114 | 3602.6114 | 3602.6114 | 3602.6114 | 3602.6114 | 3602.6114 | 3602.6114 | 3602.6114 | 3602.6114 | 3602.6114 | 3602.6114 | 3602.6114 | 3602.6114 | 3602.6114 | 3602.6114 | 3602.6114 | 3602.6114 | 3602.6114 | 3602.6114 | 3602.6114 | 3602.6114 | 3602.6114 | 3602.6114 | 3602.6114 | 3602.6114 | 3602.6114 | 3602.6114 | 3602.6114 | 3602.6114 | 3602.6114 | 3602.6114 | 3602.6114 | 3602.6114 | 3602.6114 | 3602.6114 | 3602.6114 | 3602.6114 | 3602.6114 | 3602.6114 | 3602.6114 | 3602.6114 | 3602.6114 | 3602.6114 | 3602.6114 | 3602.6114 | 3602.6114 | 3602.6114 | 3602.6114 | 3602.6114 | 3602.6114 | 3602.6114 | 3602.6114 | 3602.6114 | 3602.6114 | 3602.6114 | 3602.6114 | 3602.6114 | 3602.6114 | 3602.6114 | 3602.6114 | 3602.6114 | 3602.6114 | 3602.6114 | 3602.6114 | 3602.6114 | 3602.6114 | 3602.6114 | 3602.6114 | 3602.6114 | 3602.6114 | 3602.6114 | 3602.6114 | 3602.6114 | 3602.6114 | 3602.6114 | 3602.6114 | 3602.6114 | 3602.6114 | 3602.6114 | 3602.6114 | 3602.6114 | 3602.6114 | 3602.6114 | 3602.6114 | 3602.6114 | 3602.6114 | 3602.6114 | 3602.6114 | 3602.6114 | 3602.6114 | 3602.6114 | 3602.6114 | 3602.6114 | 3602.6114 | 3602.6114 | 3602.6114 | 3602.6114 | 3602.6114 | 3602.6114 | 3602.6114 | 3602.6114 | 3602.6114 | 3602.6114 | 3602.6114 | 3602.6114 | 3602.6114 | 3602.6114 | 3602.6114 | 3602.6114 | 3602.6114 | 3602.6114 | 3602.6114 | 3602.6114 | 3602.6114 | 3602.6114 | 3602.6114 | 3602.6114 | 3602.6114 | 3602.6114 | 3602.6114 | 3602.6114 | 3602.6114 | 3602.6114 | 3602.6114 | 3602.6114 | 3602.6114 | 3602.6114 | 3602.6114 | 3602.6114 | 3602.6114 | 3602.6114 | 3602.6114 | 3602.6114 | 3602.6114 | 3602.6114 | 3602.6114 | 3602.6114 | 3602.6114 | 3602.6114 | 3602.6114 | 3602.6114 | 3602.6114 | 3602.6114 | 3602.6114 | 3602.6114 | 3602.6114 | 3602.6114 | 3602.6114 | 3602.6114 | 3602.6114 | 3602.6114 | 3602.6114 | 3602.6114 | 3602.6114 | 3602.6114 | 3602.6114 | 3602.6114 | 3602.6114 | 3602.6114 | 3602.6114 | 3602.6114 | 3602.6114 | 3602.6114 | 3602.6114 | 3602.6114 | 3602.6114 | 3602.6114 | 3602.6114 | 3602.6114 | 3602.6114 | 3602.6114 | 3602.6114 | 3602.6114 | 3602.6114 | 3602.6114 | 3602.6114 | 3602.6114 | 3602.6114 | 3602.6114 | 3602.6114 | 3602.6114 | 3602.6114 | 3602.6114 | 3602.6114 | 3602.6114 | 3602.6114 | 3602.6114 | 3602.6114 | 3602.6114 | 3602.6114 | 3602.6114 | 3602.6114 | 3602.6114 | 3602.6114 | 3602.6114 | 3602.6114 | 3602.6114 | 3602.6114 | 3602.6114 | 3602.6114 | 3602.6114 | 3602.6114 | 3602.6114 | 3602.6114 | 3602.6114 | 3602.6114 | 3602.6114 | 3602.6114 | 3602.6114 | 3602.6114 | 3602.6114 | 3602.6114 | 3602.6114 | 3602.6114 | 3602.6114 | 3602.6114 | 3602.6114 | 3602.6114 | 3602.6114 | 3602.6114 | 3602.6114 | 3602.6114 | 3602.6114 | 3602.6114 | 3602.6114 | 3602.6114 | 3602.6114 | 3602.6114 | 3602.6114 | 3602.6114 | 3602.6114 | 3602.6114 | 3602.6114 | 3602.6114 | 3602.6114 | 3602.6114 | 3602.6114 | 3602.6114 | 3602.6114 | 3602.6114 | 3602.6114 | 3602.6114 | 3602.6114 | 3602.6114 | 3602.6114 | 3602.6114 | 3602.6114 | 3602.6114 | 3602.6114 | 3602.6114 | 3602.6114 | 3602.6114 | 3602.6114 | 3602.6114 | 3602.6114 | 3602.6114 | 3602.6114 | 3602.6114 | 3602.6114 | 3602.6114 | 3602.6114 | 3602.6114 | 3602.6114 | 3602.6114 | 3602.6114 | 3602.6114 | 3602.6114 | 3602.6114 | 3602.6114 | 3602.6114 | 3602.6114 | 3602.6114 | 3602.6114 | 3602.6114 | 3602.6114 | 3602.6114 | 3602.6114 | 3602.6114 | 3602.6114 | 3602.6114 | 3602.6114 | 3602.6114 | 3602.6114 | 3602.6114 | 3602.6114 | 3602.6114 | 3602.6114 | 3602.6114 | 3602.6114 | 3602.6114 | 3602.6114 | 3602.6114 | 3602.6114 | 3602.6114 | 3602.6114 | 3602.6114 | 3602.6114 | 3602.6114 | 3602.6114 | 3602.6114 | 3602.6114 | 3602.6114 | 3602.6114 | 3602.6114 | 3602.6114 | 3602.6114 | 3602.6114 | 3602.6114 | 3602.6114 | 3602.6114 | 3602.6114 | 3602.6114 | 3602.6114 | 3602.6114 | 3602.6114 | 3602.6114 | 3602.6114 | 3602.6114 | 3602.6114 | 3602.6114 | 3602.6114 | 3602.6114 | 3602.6114 | 3602.6114 | 3602.6114 | 3602.6114 | 3602.6114 | 3602.6114 | 3602.6114 | 3602.6114 | 3602.6114 | 3602.6114 | 3602.6114 | 3602.6114 | 3602.6114 | 3602.6114 | 3602.6114 | 3602.6114 | 3602.6114 | 3602.6114 | 3602.6114 | 3602.6114 | 3602.6114 | 3602.6114 | 3602.6114 | 3602.6114 | 3602.6114 | 3602.6114 | 3602.6114 | 3602.6114 | 3602.6114 | 3602.6114 | 3602.6114 | 3602.6114 | 3602.6114 | 3602.6114 | 3602.6114 | 3602.6114 | 3602.6114 | 3602.6114 | 3602.6114 | 3602.6114 | 3602.6114 | 3602.6114 | 3602.6114 | 3602.6114 | 3602.6114 | 3602.6114 | 3602.6114 | 3602.6114 | 3602.6114 | 3602.6114 | 3602.6114 | 3602.6114 | 3602.6114 | 3602.6114 | 3602.6114 | 3602.6114 | 3602.6114 | 3602.6114 | 3602.6114 | 3602.6114 | 3602.6114 | 3602.6114 | 3602.6114 | 3602.6114 | 3602.6114 | 3602.6114 | 3602.6114 | 3602.6114 | 3602.6114 | 3602.6114 | 3602.6114 | 3602.6114 | 3602.6114 | 3602.6114 | 3602.6114 | 3602.6114 | 3602.6114 | 3602.6114 | 3602.6114 | 3602.6114 | 3602.6114 | 3602.6114 | 3602.6114 | 3602.6114 | 3602.6114 | 3602.6114 | 3602.6114 | 3602.6114 | 3602.6114 | 3602.6114 | 3602.6114 | 3602.6114 | 3602.6114 | 3602.6114 | 3602.6114 | 3602.6114 | 3602.6114 | 3602.6114 | 3602.6114 | 3602.6114 | 3602.6114 | 3602.6114 | 3602.6114 | 3602.6114 | 3602.6114 | 3602.6114 | 3602.6114 | 3602.6114 | 3602.6114 | 3602.6114 | 3602.6114 | 3602.6114 | 3602.6114 | 3602.6114 | 3602.6114 | 3602.6114 | 3602.6114 | 3602.6114 | 3602.6114 | 3602.6114 | 3602.6114 | 3602.6114 | 3602.6114 | 3602.6114 | 3602.6114 | 3602.6114 | 3602.6114 | 3602.6114 | 3602.6114 | 3602.6114 | 3602.6114 | 3602.6114 | 3602.6114 | 3602.6114 | 3602.6114 | 3602.6114 | 3602.6114 | 3602.6114 | 3602.6114 | 3602.6114 | 3602.6114 | 3602.6114 | 3602.6114 | 3602.6114 | 3602.6114 | 3602.6114 | 3602.6114 | 3602.6114 | 3602.6114 | 3602.6114 | 3602.6114 | 3602.6114 | 3602.6114 | 3602.6114 | 3602.6114 | 3602.6114 | 3602.6114 | 3602.6114 | 3602.6114 | 3602.6114 | 3602.6114 | 3602.6114 | 3602.6114 | 3602.6114 | 3602.6114 | 3602.6114 | 3602.6114 | 3602.6114 | 3602.6114 | 3602.6114 | 3602.6114 | 3602.6114 | 3602.6114 | 3602.6114 | 3602.6114 | 3602.6114 | 3602.6114 | 3602.6114 | 3602.6114 | 3602.6114 | 3602.6114 | 3602.6114 | 3602.6114 | 3602.6114 | 3602.6114 | 3602.6114 | 3602.6114 | 3602.6114 | 3602.6114 | 3602.6114 | 3602.6114 | 3602.6114 | 3602.6114 | 3602.6114 | 3602.6114 | 3602.6114 | 3602.6114 | 3602.6114 | 3602.6114 | 3602.6114 | 3602.6114 | 3602.6114 | 3602.6114 | 3602.6114 | 3602.6114 | 3602.6114 | 3602.6114 | 3602.6114 | 3602.6114 | 3602.6114 | 3602.6114 | 3602.6114 | 3602.6114 | 3602.6114 | 3602.6114 | 3602.6114 | 3602.6114 | 3602.6114 | 3602.6114 | 3602.6114 | 3602.6114 | 3602.6114 | 3602.6114 | 3602.6114 | 3602.6114 | 3602.6114 | 3602.6114 | 3602.6114 | 3602.6114 | 3602.6114 | 3602.6114 | 3602.6114 | 3602.6114 | 3602.6114 | 3602.6114 | 3602.6114 | 3602.6114 | 3602.6114 | 3602.6114 | 3602.6114 | 3602.6114 | 3602.6114 | 3602.6114 | 3602.6114 | 3602.6114 | 3602.6114 | 3602.6114 | 3602.6114 | 3602.6114 | 3602.6114 | 3602.6114 | 3602.6114 | 3602.6114 | 3602.6114 | 3602.6114 | 3602.6114 | 3602.6114 | 3602.6114 | 3602.6114 | 3602.6114 | 3602.6114 | 3602.6114 | 3602.6114 | 3602.6114 | 3602.6114 | 3602.6114 | 3602.6114 | 3602.6114 | 3602.6114 | 3602.6114 | 3602.6114 | 3602.6114 | 3602.6114 | 3602.6114 | 3602.6114 | 3602.6114 | 3602.6114 | 3602.6114 | 3602.6114 | 3602.6114 | 3602.6114 | 3602.6114 | 3602.6114 | 3602.6114 | 3602.6114 | 3602.6114 | 3602.6114 | 3602.6114 | 3602.6114 | 3602.6114 | 3602.6114 | 3602.6114 | 3602.6114 | 3602.6114 | 3602.6114 | 3602.6114 | 3602.6114 | 3602.6114 | 3602.6114 | 3602.6114 | 3602.6114 | 3602.6114 | 3602.6114 | 3602.6114 | 3602.6114 | 3602.6114 | 3602.6114 | 3602.6114 | 3602.6114 | 3602.6114 | 3602.6114 | 3602.6114 | 3602.6114 | 3602.6114 | 3602.6114 | 3602.6114 | 3602.6114 | 3602.6114 | 3602.6114 | 3602.6114 | 3602.6114 | 3602.6114 | 3602.6114 | 3602.6114 | 3602.6114 | 3602.6114 | 3602.6114 | 3602.6114 | 3602.6114 | 3602.6114 | 3602.6114 | 3602.6114 | 3602.6114 | 3602.6114 | 3602.6114 | 3602.6114 | 3602.6114 | 3602.6114 | 3602.6114 | 3602.6114 | 3602.6114 | 3602.6114 | 3602.6114 | 3602.6114 | 3602.6114 | 3602.6114 | 3602.6114 | 3602.6114 | 3602.6114 | 3602.6114 | 3602.6114 | 3602.6114 | 3602.6114 | 3602.6114 | 3602.6114 | 3602.6114 | 3602.6114 | 3602.6114 | 3602.6114 | 3602.6114 | 3602.6114 | 3602.6114 | 3602.6114 | 3602.6114 | 3602.6114 | 3602.6114 | 3602.6114 | 3602.6114 | 3602.6114 | 3602.6114 | 3602.6114 | 3602.6114 | 3602.6114 | 3602.6114 | 3602.6114 | 3602.6114 | 3602.6114 | 3602.6114 | 3602.6114 | 3602.6114 | 3602.6114 | 3602.6114 | 3602.6114 | 3602.6114 | 3602.6114 | 3602.6114 | 3602.6114 | 3602.6114 | 3602.6114 | 3602.6114 | 3602.6114 | 3602.6114 | 3602.6114 | 3602.6114 | 3602.6114 | 3602.6114 | 3602.6114 | 3602.6114 | 3602.6114 | 3602.6114 | 3602.6114 | 3602.6114 | 3602.6114 | 3602.6114 | 3602.6114 | 3602.6114 | 3602.6114 | 3602.6114 | 3602.6114 | 3602.6114 | 3602.6114 | 3602.6114 | 3602.6114 | 3602.6114 | 3602.6114 | 3602.6114 | 3602.6114 | 3602.6114 | 3602.6114 | 3602.6114 | 3602.6114 | 3602.6114 | 3602.6114 | 3602.6114 | 3602.6114 | 3602.6114 | 3602.6114 | 3602.6114 | 3602.6114 | 3602.6114 | 3602.6114 | 3602.6114 | 3602.6114 | 3602.6114 | 3602.6114 | 3602.6114 | 3602.6114 | 3602.6114 | 3602.6114 | 3602.6114 | 3602.6114 | 3602.6114 | 3602.6114 | 3602.6114 | 3602.6114 | 3602.6114 | 3602.6114 | 3602.6114 | 3602.6114 | 3602.6114 | 3602.6114 | 3602.6114 | 3602.6114 | 3602.6114 | 3602.6114 | 3602.6114 | 3602.6114 | 3602.6114 | 3602.6114 | 3602.6114 | 3602.6114 | 3602.6114 | 3602.6114 | 3602.6114 | 3602.6114 | 3602.6114 | 3602.6114 | 3602.6114 | 3602.6114 | 3602.6114 | 3602.6114 | 3602.6114 | 3602.6114 | 3602.6114 | 3602.6114 | 3602.6114 | 3602.6114 | 3602.6114 | 3602.6114 | 3602.6114 | 3602.6114 | 3602.6114 | 3602.6114 | 3602.6114 | 3602.6114 | 3602.6114 | 3602.6114 | 3602.6114 | 3602.6114 | 3602.6114 | 3602.6114 | 3602.6114 | 3602.6114 | 3602.6114 | 3602.6114 | 3602.6114 | 3602.6114 | 3602.6114 | 3602.6114 | 3602.6114 | 3602.6114 | 3602.6114 | 3602.6114 | 3602.6114 | 3602.6114 | 3602.6114 | 3602.6114 | 3602.6114 | 3602.6114 | 3602.6114 | 3602.6114 | 3602.6114 | 3602.6114 | 3602.6114 | 3602.6114 | 3602.6114 | 3602.6114 | 3602.6114 | 3602.6114 | 3602.6114 | 3602.6114 | 3602.6114 | 3602.6114 | 3602.6114 | 3602.6114 | 3602.6114 | 3602.6114 | 3602.6114 | 3602.6114 | 3602.6114 | 3602.6114 | 3602.6114 | 3602.6114 | 3602.6114 | 3602.6114 | 3602.6114 | 3602.6114 | 3602.6114 | 3602.6114 | 3602.6114 | 3602.6114 | 3602.6114 | 3602.6114 | 3602.6114 | 3602.6114 | 3602.6114 | 3602.6114 | 3602.6114 | 3602.6114 | 3602.6114 | 3602.6114 | 3602.6114 | 3602.6114 | 3602.6114 | 3602.6114 | 3602.6114 | 3602.6114 | 3602.6114 | 3602.6114 | 3602.6114 | 3602.6114 | 3602.6114 | 3602.6114 | 3602.6114 | 3602.6114 | 3602.6114 | 3602.6114 | 3602.6114 | 3602.6114 | 3602.6114 | 3602.6114 | 3602.6114 | 3602.6114 | 3602.6114 | 3602.6114 | 3602.6114 | 3602.6114 | 3602.6114 | 3602.6114 | 3602.6114 | 3602.6114 | 3602.6114 | 3602.6114 | 3602.6114 | 3602.6114 | 3602.6114 | 3602.6114 | 3602.6114 | 3602.6114 | 3602.6114 | 3602.6114 | 3602.6114 | 3602.6114 | 3602.6114 | 3602.6114 | 3602.6114 | 3602.6114 | 3602.6114 | 3602.6114 | 3602.6114 | 3602.6114 | 3602.6114 | 3602.6114 | 3602.6114 | 3602.6114 | 3602.6114 | 3602.6114 | 3602.6114 | 3602.6114 | 3602.6114 | 3602.6114 | 3602.6114 | 3602.6114 | 3602.6114 | 3602.6114 | 3602.6114 | 3602.6114 | 3602.6114 | 3602.6114 | 3602.6114 | 3602.6114 | 3602.6114 | 3602.6114 | 3602.6114 | 3602.6114 | 3602.6114 | 3602.6114 | 3602.6114 | 3602.6114 | 3602.6114 | 3602.6114 | 3602.6114 | 3602.6114 | 3602.6114 | 3602.6114 | 3602.6114 | 3602.6114 | 3602.6114 | 3602.6114 | 3602.6114 | 3602.6114 | 3602.6114 | 3602.6114 | 3602.6114 | 3602.6114 | 3602.6114 | 3602.6114 | 3602.6114 | 3602.6114 | 3602.6114 | 3602.6114 | 3602.6114 | 3602.6114 | 3602.6114 | 3602.6114 | 3602.6114 | 3602.6114 | 3602.6114 | 3602.6114 | 3602.6114 | 3602.6114 | 3602.6114 | 3602.6114 | 3602.6114 | 3602.6114 | 3602.6114 | 3602.6114 | 3602.6114 | 3602.6114 | 3602.6114 | 3602.6114 | 3602.6114 | 3602.6114 | 3602.6114 | 3602.6114 | 3602.6114 | 3602.6114 | 3602.6114 | 3602.6114 | 3602.6114 | 3602.6114 | 3602.6114 | 3602.6114 | 3602.6114 | 3602.6114 | 3602.6114 | 3602.6114 | 3602.6114 | 3602.6114 | 3602.6114 | 3602.6114 | 3602.6114 | 3602.6114 | 3602.6114 | 3602.6114 | 3602.6114 | 3602.6114 | 3602.6114 | 3602.6114 | 3602.6114 | 3602.6114 | 3602.6114 | 3602.6114 | 3602.6114 | 3602.6114 | 3602.6114 | 3602.6114 | 3602.6114 | 3602.6114 | 3602.6114 | 3602.6114 | 3602.6114 | 3602.6114 | 3602.6114 | 3602.6114 | 3602.6114 | 3602.6114 | 3602.6114 | 3602.6114 | 3602.6114 | 3602.6114 | 3602.6114 | 3602.6114 | 3602.6114 | 3602.6114 | 3602.6114 | 3602.6114 | 3602.6114 | 3602.6114 | 3602.6114 | 3602.6114 | 3602.6114 | 3602.6114 | 3602.6114 | 3602.6114 | 3602.6114 | 3602.6114 | 3602.6114 | 3602.6114 | 3602.6114 | 3602.6114 | 3602.6114 | 3602.6114 | 3602.6114 | 3602.6114 | 3602.6114 | 3602.6114 | 3602.6114 | 3602.6114 | 3602.6114 | 3602.6114 | 3602.6114 | 3602.6114 | 3602.6114 | 3602.6114 | 3602.6114 | 3602.6114 | 3602.6114 | 3602.6114 | 3602.6114 | 3602.6114 | 3602.6114 | 3602.6114 | 3602.6114 | 3602.6114 | 3602.6114 | 3602.6114 | 3602.6114 | 3602.6114 | 3602.6114 | 3602.6114 | 3602.6114 | 3602.6114 | 3602.6114 | 3602.6114 | 3602.6114 | 3602.6114 | 3602.6114 | 3602.6114 | 3602.6114
Prandtl Number |  | Pr | 0.71871 | 0.71871 | 0.7187 | 0.71869 | 0.71868 | 0.71867 | 0.71866 | 0.71866 | 0.71865 | 0.71864 | 0.71863 | 0.71862 | 0.71861 | 0.7186 | 0.7186 | 0.71859 | 0.71858 | 0.71857 | 0.71856 | 0.71855 | 0.71855 | 0.71854 | 0.71853 | 0.71852 | 0.71851 | 0.7185 | 0.7185 | 0.71849 | 0.71848 | 0.71847 | 0.71846 | 0.71845 | 0.71844 | 0.71844 | 0.71843 | 0.71842 | 0.71841 | 0.7184 | 0.71839 | 0.71838 | 0.71838 | 0.71837 | 0.71836 | 0.71835 | 0.71834 | 0.71833 | 0.71832 | 0.71832 | 0.71831 | 0.7183 | 0.71829 | 0.71828 | 0.71827 | 0.71826 | 0.71826 | 0.71825 | 0.71824 | 0.71823 | 0.71822 | 0.71821 | 0.7182 | 0.7182 | 0.71819 | 0.71818 | 0.71817 | 0.71816 | 0.71815 | 0.71814 | 0.71814 | 0.71813 | 0.71812 | 0.71811 | 0.7181 | 0.71809 | 0.71808 | 0.71808 | 0.71807 | 0.71806 | 0.71805 | 0.71805 | 0.71805 | 0.71805 | 0.71805 | 0.71805 | 0.71805 | 0.71805 | 0.71805 | 0.71805 | 0.71805 | 0.71805 | 0.71805 | 0.71805 | 0.71805 | 0.71805 | 0.71805 | 0.71805 | 0.71805 | 0.71805 | 0.71805 | 0.71805 | 0.71805 | 0.71805 | 0.71805 | 0.71805 | 0.71805 | 0.71805 | 0.71805 | 0.71805 | 0.71805 | 0.71805 | 0.71805 | 0.71805 | 0.71805 | 0.71805 | 0.71805 | 0.71805 | 0.71805 | 0.71805 | 0.71805 | 0.71805 | 0.71805 | 0.71805 | 0.71805 | 0.71805 | 0.71805 | 0.71805 | 0.71805 | 0.71805 | 0.71805 | 0.71805 | 0.71805 | 0.71805 | 0.71805 | 0.71805 | 0.71805 | 0.71805 | 0.71805 | 0.71805 | 0.71805 | 0.71805 | 0.71805 | 0.71805 | 0.71805 | 0.71805 | 0.71805 | 0.71805 | 0.71805 | 0.71805 | 0.71805 | 0.71805 | 0.71805 | 0.71805 | 0.71805 | 0.71805 | 0.71805 | 0.71805 | 0.71805 | 0.71805 | 0.71805 | 0.71805 | 0.71805 | 0.71805 | 0.71805 | 0.71805 | 0.71805 | 0.71805 | 0.71805 | 0.71805 | 0.71805 | 0.71805 | 0.71805 | 0.71805 | 0.71805 | 0.71805 | 0.71805 | 0.71805 | 0.71805 | 0.71805 | 0.71805 | 0.71805 | 0.71805 | 0.71805 | 0.71805 | 0.71805 | 0.71805 | 0.71805 | 0.71805 | 0.71805 | 0.71805 | 0.71805 | 0.71805 | 0.71805 | 0.71805 | 0.71805 | 0.71805 | 0.71805 | 0.71805 | 0.71805 | 0.71805 | 0.71805 | 0.71805 | 0.71805 | 0.71805 | 0.71805 | 0.71805 | 0.71805 | 0.71805 | 0.71805 | 0.71805 | 0.71805 | 0.71805 | 0.71805 | 0.71805 | 0.71805 | 0.71805 | 0.71805 | 0.71805 | 0.71805 | 0.71805 | 0.71805 | 0.71805 | 0.71805 | 0.71805 | 0.71805 | 0.71805 | 0.71805 | 0.71805 | 0.71805 | 0.71805 | 0.71805 | 0.71805 | 0.71805 | 0.71805 | 0.71805 | 0.71805 | 0.71805 | 0.71805 | 0.71805 | 0.71805 | 0.71805 | 0.71805 | 0.71805 | 0.71805 | 0.71805 | 0.71805 | 0.71805 | 0.71805 | 0.71805 | 0.71805 | 0.71805 | 0.71805 | 0.71805 | 0.71805 | 0.71805 | 0.71805 | 0.71805 | 0.71805 | 0.71805 | 0.71805 | 0.71805 | 0.71805 | 0.71805 | 0.71805 | 0.71805 | 0.71805 | 0.71805 | 0.71805 | 0.71805 | 0.71805 | 0.71805 | 0.71805 | 0.71805 | 0.71805 | 0.71805 | 0.71805 | 0.71805 | 0.71805 | 0.71805 | 0.71805 | 0.71805 | 0.71805 | 0.71805 | 0.71805 | 0.71805 | 0.71805 | 0.71805 | 0.71805 | 0.71805 | 0.71805 | 0.71805 | 0.71805 | 0.71805 | 0.71805 | 0.71805 | 0.71805 | 0.71805 | 0.71805 | 0.71805 | 0.71805 | 0.71805 | 0.71805 | 0.71805 | 0.71805 | 0.71805 | 0.71805 | 0.71805 | 0.71805 | 0.71805 | 0.71805 | 0.71805 | 0.71805 | 0.71805 | 0.71805 | 0.71805 | 0.71805 | 0.71805 | 0.71805 | 0.71805 | 0.71805 | 0.71805 | 0.71805 | 0.71805 | 0.71805 | 0.71805 | 0.71805 | 0.71805 | 0.71805 | 0.71805 | 0.71805 | 0.71805 | 0.71805 | 0.71805 | 0.71805 | 0.71805 | 0.71805 | 0.71805 | 0.71805 | 0.71805 | 0.71805 | 0.71805 | 0.71805 | 0.71805 | 0.71805 | 0.71805 | 0.71805 | 0.71805 | 0.71805 | 0.71805 | 0.71805 | 0.71805 | 0.71805 | 0.71805 | 0.71805 | 0.71805 | 0.71805 | 0.71805 | 0.71805 | 0.71805 | 0.71805 | 0.71805 | 0.71805 | 0.71805 | 0.71805 | 0.71805 | 0.71805 | 0.71805 | 0.71805 | 0.71805 | 0.71805 | 0.71805 | 0.71805 | 0.71805 | 0.71805 | 0.71805 | 0.71805 | 0.71805 | 0.71805 | 0.71805 | 0.71805 | 0.71805 | 0.71805 | 0.71805 | 0.71805 | 0.71805 | 0.71805 | 0.71805 | 0.71805 | 0.71805 | 0.71805 | 0.71805 | 0.71805 | 0.71805 | 0.71805 | 0.71805 | 0.71805 | 0.71805 | 0.71805 | 0.71805 | 0.71805 | 0.71805 | 0.71805 | 0.71805 | 0.71805 | 0.71805 | 0.71805 | 0.71805 | 0.71805 | 0.71805 | 0.71805 | 0.71805 | 0.71805 | 0.71805 | 0.71805 | 0.71805 | 0.71805 | 0.71805 | 0.71805 | 0.71805 | 0.71805 | 0.71805 | 0.71805 | 0.71805 | 0.71805 | 0.71805 | 0.71805 | 0.71805 | 0.71805 | 0.71805 | 0.71805 | 0.71805 | 0.71805 | 0.71805 | 0.71805 | 0.71805 | 0.71805 | 0.71805 | 0.71805 | 0.71805 | 0.71805 | 0.71805 | 0.71805 | 0.71805 | 0.71805 | 0.71805 | 0.71805 | 0.71805 | 0.71805 | 0.71805 | 0.71805 | 0.71805 | 0.71805 | 0.71805 | 0.71805 | 0.71805 | 0.71805 | 0.71805 | 0.71805 | 0.71805 | 0.71805 | 0.71805 | 0.71805 | 0.71805 | 0.71805 | 0.71805 | 0.71805 | 0.71805 | 0.71805 | 0.71805 | 0.71805 | 0.71805 | 0.71805 | 0.71805 | 0.71805 | 0.71805 | 0.71805 | 0.71805 | 0.71805 | 0.71805 | 0.71805 | 0.71805 | 0.71805 | 0.71805 | 0.71805 | 0.71805 | 0.71805 | 0.71805 | 0.71805 | 0.71805 | 0.71805 | 0.71805 | 0.71805 | 0.71805 | 0.71805 | 0.71805 | 0.71805 | 0.71805 | 0.71805 | 0.71805 | 0.71805 | 0.71805 | 0.71805 | 0.71805 | 0.71805 | 0.71805 | 0.71805 | 0.71805 | 0.71805 | 0.71805 | 0.71805 | 0.71805 | 0.71805 | 0.71805 | 0.71805 | 0.71805 | 0.71805 | 0.71805 | 0.71805 | 0.71805 | 0.71805 | 0.71805 | 0.71805 | 0.71805 | 0.71805 | 0.71805 | 0.71805 | 0.71805 | 0.71805 | 0.71805 | 0.71805 | 0.71805 | 0.71805 | 0.71805 | 0.71805 | 0.71805 | 0.71805 | 0.71805 | 0.71805 | 0.71805 | 0.71805 | 0.71805 | 0.71805 | 0.71805 | 0.71805 | 0.71805 | 0.71805 | 0.71805 | 0.71805 | 0.71805 | 0.71805 | 0.71805 | 0.71805 | 0.71805 | 0.71805 | 0.71805 | 0.71805 | 0.71805 | 0.71805 | 0.71805 | 0.71805 | 0.71805 | 0.71805 | 0.71805 | 0.71805 | 0.71805 | 0.71805 | 0.71805 | 0.71805 | 0.71805 | 0.71805 | 0.71805 | 0.71805 | 0.71805 | 0.71805 | 0.71805 | 0.71805 | 0.71805 | 0.71805 | 0.71805 | 0.71805 | 0.71805 | 0.71805 | 0.71805 | 0.71805 | 0.71805 | 0.71805 | 0.71805 | 0.71805 | 0.71805 | 0.71805 | 0.71805 | 0.71805 | 0.71805 | 0.71805 | 0.71805 | 0.71805 | 0.71805 | 0.71805 | 0.71805 | 0.71805 | 0.71805 | 0.71805 | 0.71805 | 0.71805 | 0.71805 | 0.71805 | 0.71805 | 0.71805 | 0.71805 | 0.71805 | 0.71805 | 0.71805 | 0.71805 | 0.71805 | 0.71805 | 0.71805 | 0.71805 | 0.71805 | 0.71805 | 0.71805 | 0.71805 | 0.71805 | 0.71805 | 0.71805 | 0.71805 | 0.71805 | 0.71805 | 0.71805 | 0.71805 | 0.71805 | 0.71805 | 0.71805 | 0.71805 | 0.71805 | 0.71805 | 0.71805 | 0.71805 | 0.71805 | 0.71805 | 0.71805 | 0.71805 | 0.71805 | 0.71805 | 0.71805 | 0.71805 | 0.71805 | 0.71805 | 0.71805 | 0.71805 | 0.71805 | 0.71805 | 0.71805 | 0.71805 | 0.71805 | 0.71805 | 0.71805 | 0.71805 | 0.71805 | 0.71805 | 0.71805 | 0.71805 | 0.71805 | 0.71805 | 0.71805 | 0.71805 | 0.71805 | 0.71805 | 0.71805 | 0.71805 | 0.71805 | 0.71805 | 0.71805 | 0.71805 | 0.71805 | 0.71805 | 0.71805 | 0.71805 | 0.71805 | 0.71805 | 0.71805 | 0.71805 | 0.71805 | 0.71805 | 0.71805 | 0.71805 | 0.71805 | 0.71805 | 0.71805 | 0.71805 | 0.71805 | 0.71805 | 0.71805 | 0.71805 | 0.71805 | 0.71805 | 0.71805 | 0.71805 | 0.71805 | 0.71805 | 0.71805 | 0.71805 | 0.71805 | 0.71805 | 0.71805 | 0.71805 | 0.71805 | 0.71805 | 0.71805 | 0.71805 | 0.71805 | 0.71805 | 0.71805 | 0.71805 | 0.71805 | 0.71805 | 0.71805 | 0.71805 | 0.71805 | 0.71805 | 0.71805 | 0.71805 | 0.71805 | 0.71805 | 0.71805 | 0.71805 | 0.71805 | 0.71805 | 0.71805 | 0.71805 | 0.71805 | 0.71805 | 0.71805 | 0.71805 | 0.71805 | 0.71805 | 0.71805 | 0.71805 | 0.71805 | 0.71805 | 0.71805 | 0.71805 | 0.71805 | 0.71805 | 0.71805 | 0.71805 | 0.71805 | 0.71805 | 0.71805 | 0.71805 | 0.71805 | 0.71805 | 0.71805 | 0.71805 | 0.71805 | 0.71805 | 0.71805 | 0.71805 | 0.71805 | 0.71805 | 0.71805 | 0.71805 | 0.71805 | 0.71805 | 0.71805 | 0.71805 | 0.71805 | 0.71805 | 0.71805 | 0.71805 | 0.71805 | 0.71805 | 0.71805 | 0.71805 | 0.71805 | 0.71805 | 0.71805 | 0.71805 | 0.71805 | 0.71805 | 0.71805 | 0.71805 | 0.71805 | 0.71805 | 0.71805 | 0.71805 | 0.71805 | 0.71805 | 0.71805 | 0.71805 | 0.71805 | 0.71805 | 0.71805 | 0.71805 | 0.71805 | 0.71805 | 0.71805 | 0.71805 | 0.71805 | 0.71805 | 0.71805 | 0.71805 | 0.71805 | 0.71805 | 0.71805 | 0.71805 | 0.71805 | 0.71805 | 0.71805 | 0.71805 | 0.71805 | 0.71805 | 0.71805 | 0.71805 | 0.71805 | 0.71805 | 0.71805 | 0.71805 | 0.71805 | 0.71805 | 0.71805 | 0.71805 | 0.71805 | 0.71805 | 0.71805 | 0.71805 | 0.71805 | 0.71805 | 0.71805 | 0.71805 | 0.71805 | 0.71805 | 0.71805 | 0.71805 | 0.71805 | 0.71805 | 0.71805 | 0.71805 | 0.71805 | 0.71805 | 0.71805 | 0.71805 | 0.71805 | 0.71805 | 0.71805 | 0.71805 | 0.71805 | 0.71805 | 0.71805 | 0.71805 | 0.71805 | 0.71805 | 0.71805 | 0.71805 | 0.71805 | 0.71805 | 0.71805 | 0.71805 | 0.71805 | 0.71805 | 0.71805 | 0.71805 | 0.71805 | 0.71805 | 0.71805 | 0.71805 | 0.71805 | 0.71805 | 0.71805 | 0.71805 | 0.71805 | 0.71805 | 0.71805 | 0.71805 | 0.71805 | 0.71805 | 0.71805 | 0.71805 | 0.71805 | 0.71805 | 0.71805 | 0.71805 | 0.71805 | 0.71805 | 0.71805 | 0.71805 | 0.71805 | 0.71805 | 0.71805 | 0.71805 | 0.71805 | 0.71805 | 0.71805 | 0.71805 | 0.71805 | 0.71805 | 0.71805 | 0.71805 | 0.71805 | 0.71805 | 0.71805 | 0.71805 | 0.71805 | 0.71805 | 0.71805 | 0.71805 | 0.71805 | 0.71805 | 0.71805 | 0.71805 | 0.71805 | 0.71805 | 0.71805 | 0.71805 | 0.71805 | 0.71805 | 0.71805 | 0.71805 | 0.71805 | 0.71805 | 0.71805 | 0.71805 | 0.71805 | 0.71805 | 0.71805 | 0.71805 | 0.71805 | 0.71805 | 0.71805 | 0.71805 | 0.71805 | 0.71805 | 0.71805 | 0.71805 | 0.71805 | 0.71805 | 0.71805 | 0.71805 | 0.71805 | 0.71805 | 0.71805 | 0.71805 | 0.71805 | 0.71805 | 0.71805 | 0.71805 | 0.71805 | 0.71805 | 0.71805 | 0.71805 | 0.71805 | 0.71805 | 0.71805 | 0.71805 | 0.71805 | 0.71805 | 0.71805 | 0.71805 | 0.71805 | 0.71805 | 0.71805 | 0.71805 | 0.71805 | 0.71805 | 0.71805 | 0.71805 | 0.71805 | 0.71805 | 0.71805 | 0.71805 | 0.71805 | 0.71805 | 0.71805 | 0.71805 | 0.71805 | 0.71805 | 0.71805 | 0.71805 | 0.71805 | 0.71805 | 0.71805 | 0.71805 | 0.71805 | 0.71805 | 0.71805 | 0.71805 | 0.71805 | 0.71805 | 0.71805 | 0.71805 | 0.71805 | 0.71805 | 0.71805 | 0.71805 | 0.71805 | 0.71805 | 0.71805 | 0.71805 | 0.71805 | 0.71805 | 0.71805 | 0.71805 | 0.71805 | 0.71805 | 0.71805 | 0.71805 | 0.71805 | 0.71805 | 0.71805 | 0.71805 | 0.71805 | 0.71805 | 0.71805 | 0.71805 | 0.71805 | 0.71805 | 0.71805 | 0.71805 | 0.71805 | 0.71805 | 0.71805 | 0.71805 | 0.71805 | 0.71805 | 0.71805 | 0.71805 | 0.71805 | 0.71805 | 0.71805 | 0.71805 | 0.71805 | 0.71805 | 0.71805 | 0.71805 | 0.71805 | 0.71805 | 0.71805 | 0.71805 | 0.71805 | 0.71805 | 0.71805 | 0.71805 | 0.71805 | 0.71805 | 0.71805 | 0.71805 | 0.71805 | 0.71805 | 0.71805 | 0.71805 | 0.71805 | 0.71805 | 0.71805 | 0.71805 | 0.71805 | 0.71805 | 0.71805 | 0.71805 | 0.71805 | 0.71805 | 0.71805 | 0.71805 | 0.71805 | 0.71805 | 0.71805 | 0.71805 | 0.71805 | 0.71805 | 0.71805 | 0.71805 | 0.71805 | 0.71805 | 0.71805 | 0.71805 | 0.71805 | 0.71805 | 0.71805 | 0.71805 | 0.71805 | 0.71805 | 0.71805 | 0.71805 | 0.71805 | 0.71805 | 0.71805 | 0.71805 | 0.71805 | 0.71805 | 0.71805 | 0.71805 | 0.71805 | 0.71805 | 0.71805 | 0.71805 | 0.71805 | 0.71805 | 0.71805 | 0.71805 | 0.71805 | 0.71805 | 0.71805 | 0.71805 | 0.71805 | 0.71805 | 0.71805 | 0.71805 | 0.71805 | 0.71805 | 0.71805 | 0.71805 | 0.71805 | 0.71805 | 0.71805 | 0.71805 | 0.71805 | 0.71805 | 0.71805 | 0.71805 | 0.71805 | 0.71805 | 0.71805 | 0.71805 | 0.71805 | 0.71805 | 0.71805 | 0.71805 | 0.71805 | 0.71805 | 0.71805 | 0.71805 | 0.71805 | 0.71805 | 0.71805 | 0.71805 | 0.71805 | 0.71805 | 0.71805 | 0.71805 | 0.71805 | 0.71805 | 0.71805 | 0.71805 | 0.71805 | 0.71805 | 0.71805 | 0.71805 | 0.71805 | 0.71805 | 0.71805 | 0.71805 | 0.71805 | 0.71805 | 0.71805 | 0.71805 | 0.71805 | 0.71805 | 0.71805 | 0.71805 | 0.71805 | 0.71805 | 0.71805 | 0.71805 | 0.71805 | 0.71805 | 0.71805 | 0.71805 | 0.71805 | 0.71805 | 0.71805 | 0.71805 | 0.71805 | 0.71805 | 0.71805 | 0.71805 | 0.71805 | 0.71805 | 0.71805 | 0.71805 | 0.71805 | 0.71805 | 0.71805 | 0.71805 | 0.71805 | 0.71805 | 0.71805 | 0.71805 | 0.71805 | 0.71805 | 0.71805 | 0.71805 | 0.71805 | 0.71805 | 0.71805 | 0.71805 | 0.71805 | 0.71805 | 0.71805 | 0.71805 | 0.71805 | 0.71805 | 0.71805 | 0.71805 | 0.71805 | 0.71805 | 0.71805 | 0.71805 | 0.71805 | 0.71805 | 0.71805 | 0.71805 | 0.71805 | 0.71805 | 0.71805 | 0.71805 | 0.71805 | 0.71805 | 0.71805 | 0.71805 | 0.71805 | 0.71805 | 0.71805 | 0.71805 | 0.71805 | 0.71805 | 0.71805 | 0.71805 | 0.71805 | 0.71805 | 0.71805 | 0.71805 | 0.71805 | 0.71805 | 0.71805 | 0.71805 | 0.71805 | 0.71805 | 0.71805 | 0.71805 | 0.71805 | 0.71805 | 0.71805 | 0.71805 | 0.71805 | 0.71805 | 0.71805 | 0.71805 | 0.71805 | 0.71805 | 0.71805 | 0.71805 | 0.71805 | 0.71805 | 0.71805 | 0.71805 | 0.71805 | 0.71805 | 0.71805 | 0.71805 | 0.71805 | 0.71805 | 0.71805 | 0.71805 | 0.71805 | 0.71805 | 0.71805 | 0.71805 | 0.71805 | 0.71805 | 0.71805 | 0.71805 | 0.71805 | 0.71805 | 0.71805 | 0.71805 | 0.71805 | 0.71805 | 0.71805 | 0.71805 | 0.71805 | 0.71805 | 0.71805 | 0.71805 | 0.71805 | 0.71805 | 0.71805 | 0.71805 | 0.71805 | 0.71805 | 0.71805 | 0.71805 | 0.71805 | 0.71805 | 0.71805 | 0.71805 | 0.71805 | 0.71805 | 0.71805 | 0.71805 | 0.71805 | 0.71805 | 0.71805 | 0.71805 | 0.71805 | 0.71805 | 0.71805 | 0.71805 | 0.71805 | 0.71805 | 0.71805 | 0.71805 | 0.71805 | 0.71805 | 0.71805 | 0.71805 | 0.71805 | 0.71805 | 0.71805 | 0.71805 | 0.71805 | 0.71805 | 0.71805 | 0.71805 | 0.71805 | 0.71805 | 0.71805 | 0.71805 | 0.71805 | 0.71805 | 0.71805 | 0.71805 | 0.71805 | 0.71805 | 0.71805 | 0.71805 | 0.71805 | 0.71805 | 0.71805 | 0.71805 | 0.71805 | 0.71805 | 0.71805 | 0.71805 | 0.71805 | 0.71805 | 0.71805 | 0.71805 | 0.71805 | 0.71805 | 0.71805 | 0.71805 | 0.71805 | 0.71805 | 0.71805 | 0.71805 | 0.71805 | 0.71805 | 0.71805 | 0.71805 | 0.71805 | 0.71805 | 0.71805 | 0.71805 | 0.71805
Laminar Heat Transfer Coefficient | W/mk | hl | 5.4406 | 5.4413 | 5.442 | 5.4426 | 5.4433 | 5.444 | 5.4446 | 5.4453 | 5.446 | 5.4466 | 5.4473 | 5.448 | 5.4486 | 5.4493 | 5.45 | 5.4506 | 5.4513 | 5.452 | 5.4526 | 5.4533 | 5.454 | 5.4546 | 5.4553 | 5.456 | 5.4566 | 5.4573 | 5.458 | 5.4586 | 5.4593 | 5.4599 | 5.4606 | 5.4613 | 5.4619 | 5.4626 | 5.4633 | 5.4639 | 5.4646 | 5.4652 | 5.4659 | 5.4666 | 5.4672 | 5.4679 | 5.4686 | 5.4692 | 5.4699 | 5.4705 | 5.4712 | 5.4719 | 5.4725 | 5.4732 | 5.4738 | 5.4745 | 5.4752 | 5.4758 | 5.4765 | 5.4771 | 5.4778 | 5.4785 | 5.4791 | 5.4798 | 5.4804 | 5.4811 | 5.4818 | 5.4824 | 5.4831 | 5.4837 | 5.4844 | 5.485 | 5.4857 | 5.4864 | 5.487 | 5.4877 | 5.4883 | 5.489 | 5.4896 | 5.4903 | 5.4909 | 5.4916 | 5.4923 | 5.4923 | 5.4923 | 5.4923 | 5.4923 | 5.4923 | 5.4923 | 5.4923 | 5.4923 | 5.4923 | 5.4923 | 5.4923 | 5.4923 | 5.4923 | 5.4923 | 5.4923 | 5.4923 | 5.4923 | 5.4923 | 5.4923 | 5.4923 | 5.4923 | 5.4923 | 5.4923 | 5.4923 | 5.4923 | 5.4923 | 5.4923 | 5.4923 | 5.4923 | 5.4923 | 5.4923 | 5.4923 | 5.4923 | 5.4923 | 5.4923 | 5.4923 | 5.4923 | 5.4923 | 5.4923 | 5.4923 | 5.4923 | 5.4923 | 5.4923 | 5.4923 | 5.4923 | 5.4923 | 5.4923 | 5.4923 | 5.4923 | 5.4923 | 5.4923 | 5.4923 | 5.4923 | 5.4923 | 5.4923 | 5.4923 | 5.4923 | 5.4923 | 5.4923 | 5.4923 | 5.4923 | 5.4923 | 5.4923 | 5.4923 | 5.4923 | 5.4923 | 5.4923 | 5.4923 | 5.4923 | 5.4923 | 5.4923 | 5.4923 | 5.4923 | 5.4923 | 5.4923 | 5.4923 | 5.4923 | 5.4923 | 5.4923 | 5.4923 | 5.4923 | 5.4923 | 5.4923 | 5.4923 | 5.4923 | 5.4923 | 5.4923 | 5.4923 | 5.4923 | 5.4923 | 5.4923 | 5.4923 | 5.4923 | 5.4923 | 5.4923 | 5.4923 | 5.4923 | 5.4923 | 5.4923 | 5.4923 | 5.4923 | 5.4923 | 5.4923 | 5.4923 | 5.4923 | 5.4923 | 5.4923 | 5.4923 | 5.4923 | 5.4923 | 5.4923 | 5.4923 | 5.4923 | 5.4923 | 5.4923 | 5.4923 | 5.4923 | 5.4923 | 5.4923 | 5.4923 | 5.4923 | 5.4923 | 5.4923 | 5.4923 | 5.4923 | 5.4923 | 5.4923 | 5.4923 | 5.4923 | 5.4923 | 5.4923 | 5.4923 | 5.4923 | 5.4923 | 5.4923 | 5.4923 | 5.4923 | 5.4923 | 5.4923 | 5.4923 | 5.4923 | 5.4923 | 5.4923 | 5.4923 | 5.4923 | 5.4923 | 5.4923 | 5.4923 | 5.4923 | 5.4923 | 5.4923 | 5.4923 | 5.4923 | 5.4923 | 5.4923 | 5.4923 | 5.4923 | 5.4923 | 5.4923 | 5.4923 | 5.4923 | 5.4923 | 5.4923 | 5.4923 | 5.4923 | 5.4923 | 5.4923 | 5.4923 | 5.4923 | 5.4923 | 5.4923 | 5.4923 | 5.4923 | 5.4923 | 5.4923 | 5.4923 | 5.4923 | 5.4923 | 5.4923 | 5.4923 | 5.4923 | 5.4923 | 5.4923 | 5.4923 | 5.4923 | 5.4923 | 5.4923 | 5.4923 | 5.4923 | 5.4923 | 5.4923 | 5.4923 | 5.4923 | 5.4923 | 5.4923 | 5.4923 | 5.4923 | 5.4923 | 5.4923 | 5.4923 | 5.4923 | 5.4923 | 5.4923 | 5.4923 | 5.4923 | 5.4923 | 5.4923 | 5.4923 | 5.4923 | 5.4923 | 5.4923 | 5.4923 | 5.4923 | 5.4923 | 5.4923 | 5.4923 | 5.4923 | 5.4923 | 5.4923 | 5.4923 | 5.4923 | 5.4923 | 5.4923 | 5.4923 | 5.4923 | 5.4923 | 5.4923 | 5.4923 | 5.4923 | 5.4923 | 5.4923 | 5.4923 | 5.4923 | 5.4923 | 5.4923 | 5.4923 | 5.4923 | 5.4923 | 5.4923 | 5.4923 | 5.4923 | 5.4923 | 5.4923 | 5.4923 | 5.4923 | 5.4923 | 5.4923 | 5.4923 | 5.4923 | 5.4923 | 5.4923 | 5.4923 | 5.4923 | 5.4923 | 5.4923 | 5.4923 | 5.4923 | 5.4923 | 5.4923 | 5.4923 | 5.4923 | 5.4923 | 5.4923 | 5.4923 | 5.4923 | 5.4923 | 5.4923 | 5.4923 | 5.4923 | 5.4923 | 5.4923 | 5.4923 | 5.4923 | 5.4923 | 5.4923 | 5.4923 | 5.4923 | 5.4923 | 5.4923 | 5.4923 | 5.4923 | 5.4923 | 5.4923 | 5.4923 | 5.4923 | 5.4923 | 5.4923 | 5.4923 | 5.4923 | 5.4923 | 5.4923 | 5.4923 | 5.4923 | 5.4923 | 5.4923 | 5.4923 | 5.4923 | 5.4923 | 5.4923 | 5.4923 | 5.4923 | 5.4923 | 5.4923 | 5.4923 | 5.4923 | 5.4923 | 5.4923 | 5.4923 | 5.4923 | 5.4923 | 5.4923 | 5.4923 | 5.4923 | 5.4923 | 5.4923 | 5.4923 | 5.4923 | 5.4923 | 5.4923 | 5.4923 | 5.4923 | 5.4923 | 5.4923 | 5.4923 | 5.4923 | 5.4923 | 5.4923 | 5.4923 | 5.4923 | 5.4923 | 5.4923 | 5.4923 | 5.4923 | 5.4923 | 5.4923 | 5.4923 | 5.4923 | 5.4923 | 5.4923 | 5.4923 | 5.4923 | 5.4923 | 5.4923 | 5.4923 | 5.4923 | 5.4923 | 5.4923 | 5.4923 | 5.4923 | 5.4923 | 5.4923 | 5.4923 | 5.4923 | 5.4923 | 5.4923 | 5.4923 | 5.4923 | 5.4923 | 5.4923 | 5.4923 | 5.4923 | 5.4923 | 5.4923 | 5.4923 | 5.4923 | 5.4923 | 5.4923 | 5.4923 | 5.4923 | 5.4923 | 5.4923 | 5.4923 | 5.4923 | 5.4923 | 5.4923 | 5.4923 | 5.4923 | 5.4923 | 5.4923 | 5.4923 | 5.4923 | 5.4923 | 5.4923 | 5.4923 | 5.4923 | 5.4923 | 5.4923 | 5.4923 | 5.4923 | 5.4923 | 5.4923 | 5.4923 | 5.4923 | 5.4923 | 5.4923 | 5.4923 | 5.4923 | 5.4923 | 5.4923 | 5.4923 | 5.4923 | 5.4923 | 5.4923 | 5.4923 | 5.4923 | 5.4923 | 5.4923 | 5.4923 | 5.4923 | 5.4923 | 5.4923 | 5.4923 | 5.4923 | 5.4923 | 5.4923 | 5.4923 | 5.4923 | 5.4923 | 5.4923 | 5.4923 | 5.4923 | 5.4923 | 5.4923 | 5.4923 | 5.4923 | 5.4923 | 5.4923 | 5.4923 | 5.4923 | 5.4923 | 5.4923 | 5.4923 | 5.4923 | 5.4923 | 5.4923 | 5.4923 | 5.4923 | 5.4923 | 5.4923 | 5.4923 | 5.4923 | 5.4923 | 5.4923 | 5.4923 | 5.4923 | 5.4923 | 5.4923 | 5.4923 | 5.4923 | 5.4923 | 5.4923 | 5.4923 | 5.4923 | 5.4923 | 5.4923 | 5.4923 | 5.4923 | 5.4923 | 5.4923 | 5.4923 | 5.4923 | 5.4923 | 5.4923 | 5.4923 | 5.4923 | 5.4923 | 5.4923 | 5.4923 | 5.4923 | 5.4923 | 5.4923 | 5.4923 | 5.4923 | 5.4923 | 5.4923 | 5.4923 | 5.4923 | 5.4923 | 5.4923 | 5.4923 | 5.4923 | 5.4923 | 5.4923 | 5.4923 | 5.4923 | 5.4923 | 5.4923 | 5.4923 | 5.4923 | 5.4923 | 5.4923 | 5.4923 | 5.4923 | 5.4923 | 5.4923 | 5.4923 | 5.4923 | 5.4923 | 5.4923 | 5.4923 | 5.4923 | 5.4923 | 5.4923 | 5.4923 | 5.4923 | 5.4923 | 5.4923 | 5.4923 | 5.4923 | 5.4923 | 5.4923 | 5.4923 | 5.4923 | 5.4923 | 5.4923 | 5.4923 | 5.4923 | 5.4923 | 5.4923 | 5.4923 | 5.4923 | 5.4923 | 5.4923 | 5.4923 | 5.4923 | 5.4923 | 5.4923 | 5.4923 | 5.4923 | 5.4923 | 5.4923 | 5.4923 | 5.4923 | 5.4923 | 5.4923 | 5.4923 | 5.4923 | 5.4923 | 5.4923 | 5.4923 | 5.4923 | 5.4923 | 5.4923 | 5.4923 | 5.4923 | 5.4923 | 5.4923 | 5.4923 | 5.4923 | 5.4923 | 5.4923 | 5.4923 | 5.4923 | 5.4923 | 5.4923 | 5.4923 | 5.4923 | 5.4923 | 5.4923 | 5.4923 | 5.4923 | 5.4923 | 5.4923 | 5.4923 | 5.4923 | 5.4923 | 5.4923 | 5.4923 | 5.4923 | 5.4923 | 5.4923 | 5.4923 | 5.4923 | 5.4923 | 5.4923 | 5.4923 | 5.4923 | 5.4923 | 5.4923 | 5.4923 | 5.4923 | 5.4923 | 5.4923 | 5.4923 | 5.4923 | 5.4923 | 5.4923 | 5.4923 | 5.4923 | 5.4923 | 5.4923 | 5.4923 | 5.4923 | 5.4923 | 5.4923 | 5.4923 | 5.4923 | 5.4923 | 5.4923 | 5.4923 | 5.4923 | 5.4923 | 5.4923 | 5.4923 | 5.4923 | 5.4923 | 5.4923 | 5.4923 | 5.4923 | 5.4923 | 5.4923 | 5.4923 | 5.4923 | 5.4923 | 5.4923 | 5.4923 | 5.4923 | 5.4923 | 5.4923 | 5.4923 | 5.4923 | 5.4923 | 5.4923 | 5.4923 | 5.4923 | 5.4923 | 5.4923 | 5.4923 | 5.4923 | 5.4923 | 5.4923 | 5.4923 | 5.4923 | 5.4923 | 5.4923 | 5.4923 | 5.4923 | 5.4923 | 5.4923 | 5.4923 | 5.4923 | 5.4923 | 5.4923 | 5.4923 | 5.4923 | 5.4923 | 5.4923 | 5.4923 | 5.4923 | 5.4923 | 5.4923 | 5.4923 | 5.4923 | 5.4923 | 5.4923 | 5.4923 | 5.4923 | 5.4923 | 5.4923 | 5.4923 | 5.4923 | 5.4923 | 5.4923 | 5.4923 | 5.4923 | 5.4923 | 5.4923 | 5.4923 | 5.4923 | 5.4923 | 5.4923 | 5.4923 | 5.4923 | 5.4923 | 5.4923 | 5.4923 | 5.4923 | 5.4923 | 5.4923 | 5.4923 | 5.4923 | 5.4923 | 5.4923 | 5.4923 | 5.4923 | 5.4923 | 5.4923 | 5.4923 | 5.4923 | 5.4923 | 5.4923 | 5.4923 | 5.4923 | 5.4923 | 5.4923 | 5.4923 | 5.4923 | 5.4923 | 5.4923 | 5.4923 | 5.4923 | 5.4923 | 5.4923 | 5.4923 | 5.4923 | 5.4923 | 5.4923 | 5.4923 | 5.4923 | 5.4923 | 5.4923 | 5.4923 | 5.4923 | 5.4923 | 5.4923 | 5.4923 | 5.4923 | 5.4923 | 5.4923 | 5.4923 | 5.4923 | 5.4923 | 5.4923 | 5.4923 | 5.4923 | 5.4923 | 5.4923 | 5.4923 | 5.4923 | 5.4923 | 5.4923 | 5.4923 | 5.4923 | 5.4923 | 5.4923 | 5.4923 | 5.4923 | 5.4923 | 5.4923 | 5.4923 | 5.4923 | 5.4923 | 5.4923 | 5.4923 | 5.4923 | 5.4923 | 5.4923 | 5.4923 | 5.4923 | 5.4923 | 5.4923 | 5.4923 | 5.4923 | 5.4923 | 5.4923 | 5.4923 | 5.4923 | 5.4923 | 5.4923 | 5.4923 | 5.4923 | 5.4923 | 5.4923 | 5.4923 | 5.4923 | 5.4923 | 5.4923 | 5.4923 | 5.4923 | 5.4923 | 5.4923 | 5.4923 | 5.4923 | 5.4923 | 5.4923 | 5.4923 | 5.4923 | 5.4923 | 5.4923 | 5.4923 | 5.4923 | 5.4923 | 5.4923 | 5.4923 | 5.4923 | 5.4923 | 5.4923 | 5.4923 | 5.4923 | 5.4923 | 5.4923 | 5.4923 | 5.4923 | 5.4923 | 5.4923 | 5.4923 | 5.4923 | 5.4923 | 5.4923 | 5.4923 | 5.4923 | 5.4923 | 5.4923 | 5.4923 | 5.4923 | 5.4923 | 5.4923 | 5.4923 | 5.4923 | 5.4923 | 5.4923 | 5.4923 | 5.4923 | 5.4923 | 5.4923 | 5.4923 | 5.4923 | 5.4923 | 5.4923 | 5.4923 | 5.4923 | 5.4923 | 5.4923 | 5.4923 | 5.4923 | 5.4923 | 5.4923 | 5.4923 | 5.4923 | 5.4923 | 5.4923 | 5.4923 | 5.4923 | 5.4923 | 5.4923 | 5.4923 | 5.4923 | 5.4923 | 5.4923 | 5.4923 | 5.4923 | 5.4923 | 5.4923 | 5.4923 | 5.4923 | 5.4923 | 5.4923 | 5.4923 | 5.4923 | 5.4923 | 5.4923 | 5.4923 | 5.4923 | 5.4923 | 5.4923 | 5.4923 | 5.4923 | 5.4923 | 5.4923 | 5.4923 | 5.4923 | 5.4923 | 5.4923 | 5.4923 | 5.4923 | 5.4923 | 5.4923 | 5.4923 | 5.4923 | 5.4923 | 5.4923 | 5.4923 | 5.4923 | 5.4923 | 5.4923 | 5.4923 | 5.4923 | 5.4923 | 5.4923 | 5.4923 | 5.4923 | 5.4923 | 5.4923 | 5.4923 | 5.4923 | 5.4923 | 5.4923 | 5.4923 | 5.4923 | 5.4923 | 5.4923 | 5.4923 | 5.4923 | 5.4923 | 5.4923 | 5.4923 | 5.4923 | 5.4923 | 5.4923 | 5.4923 | 5.4923 | 5.4923 | 5.4923 | 5.4923 | 5.4923 | 5.4923 | 5.4923 | 5.4923 | 5.4923 | 5.4923 | 5.4923 | 5.4923 | 5.4923 | 5.4923 | 5.4923 | 5.4923 | 5.4923 | 5.4923 | 5.4923 | 5.4923 | 5.4923 | 5.4923 | 5.4923 | 5.4923 | 5.4923 | 5.4923 | 5.4923 | 5.4923 | 5.4923 | 5.4923 | 5.4923 | 5.4923 | 5.4923 | 5.4923 | 5.4923 | 5.4923 | 5.4923 | 5.4923 | 5.4923 | 5.4923 | 5.4923 | 5.4923 | 5.4923 | 5.4923 | 5.4923 | 5.4923 | 5.4923 | 5.4923 | 5.4923 | 5.4923 | 5.4923 | 5.4923 | 5.4923 | 5.4923 | 5.4923 | 5.4923 | 5.4923 | 5.4923 | 5.4923 | 5.4923 | 5.4923 | 5.4923 | 5.4923 | 5.4923 | 5.4923 | 5.4923 | 5.4923 | 5.4923 | 5.4923 | 5.4923 | 5.4923 | 5.4923 | 5.4923 | 5.4923 | 5.4923 | 5.4923 | 5.4923 | 5.4923 | 5.4923 | 5.4923 | 5.4923 | 5.4923 | 5.4923 | 5.4923 | 5.4923 | 5.4923 | 5.4923 | 5.4923 | 5.4923 | 5.4923 | 5.4923 | 5.4923 | 5.4923 | 5.4923 | 5.4923 | 5.4923 | 5.4923 | 5.4923 | 5.4923 | 5.4923 | 5.4923 | 5.4923 | 5.4923 | 5.4923 | 5.4923 | 5.4923 | 5.4923 | 5.4923 | 5.4923 | 5.4923 | 5.4923 | 5.4923 | 5.4923 | 5.4923 | 5.4923 | 5.4923 | 5.4923 | 5.4923 | 5.4923 | 5.4923 | 5.4923 | 5.4923 | 5.4923 | 5.4923 | 5.4923 | 5.4923 | 5.4923 | 5.4923 | 5.4923 | 5.4923 | 5.4923 | 5.4923 | 5.4923 | 5.4923 | 5.4923 | 5.4923 | 5.4923 | 5.4923 | 5.4923 | 5.4923 | 5.4923 | 5.4923 | 5.4923 | 5.4923 | 5.4923 | 5.4923 | 5.4923 | 5.4923 | 5.4923 | 5.4923 | 5.4923 | 5.4923 | 5.4923 | 5.4923 | 5.4923 | 5.4923 | 5.4923 | 5.4923 | 5.4923 | 5.4923 | 5.4923 | 5.4923 | 5.4923 | 5.4923 | 5.4923 | 5.4923 | 5.4923 | 5.4923 | 5.4923 | 5.4923 | 5.4923 | 5.4923 | 5.4923 | 5.4923 | 5.4923 | 5.4923 | 5.4923 | 5.4923 | 5.4923 | 5.4923 | 5.4923 | 5.4923 | 5.4923 | 5.4923 | 5.4923 | 5.4923 | 5.4923 | 5.4923 | 5.4923 | 5.4923 | 5.4923 | 5.4923 | 5.4923 | 5.4923 | 5.4923 | 5.4923 | 5.4923 | 5.4923 | 5.4923 | 5.4923 | 5.4923 | 5.4923 | 5.4923 | 5.4923 | 5.4923 | 5.4923 | 5.4923 | 5.4923 | 5.4923 | 5.4923 | 5.4923 | 5.4923 | 5.4923 | 5.4923 | 5.4923 | 5.4923 | 5.4923 | 5.4923 | 5.4923 | 5.4923 | 5.4923 | 5.4923 | 5.4923 | 5.4923 | 5.4923 | 5.4923 | 5.4923 | 5.4923 | 5.4923 | 5.4923 | 5.4923 | 5.4923 | 5.4923 | 5.4923 | 5.4923 | 5.4923 | 5.4923 | 5.4923 | 5.4923 | 5.4923 | 5.4923 | 5.4923 | 5.4923 | 5.4923 | 5.4923 | 5.4923 | 5.4923 | 5.4923 | 5.4923 | 5.4923 | 5.4923 | 5.4923 | 5.4923 | 5.4923 | 5.4923 | 5.4923 | 5.4923 | 5.4923 | 5.4923 | 5.4923 | 5.4923 | 5.4923 | 5.4923 | 5.4923 | 5.4923 | 5.4923 | 5.4923 | 5.4923 | 5.4923 | 5.4923 | 5.4923 | 5.4923 | 5.4923 | 5.4923 | 5.4923 | 5.4923 | 5.4923 | 5.4923 | 5.4923 | 5.4923 | 5.4923 | 5.4923 | 5.4923 | 5.4923 | 5.4923 | 5.4923 | 5.4923 | 5.4923 | 5.4923 | 5.4923 | 5.4923 | 5.4923 | 5.4923 | 5.4923 | 5.4923 | 5.4923 | 5.4923 | 5.4923 | 5.4923 | 5.4923 | 5.4923 | 5.4923 | 5.4923 | 5.4923 | 5.4923 | 5.4923 | 5.4923 | 5.4923 | 5.4923 | 5.4923 | 5.4923 | 5.4923 | 5.4923 | 5.4923 | 5.4923 | 5.4923 | 5.4923 | 5.4923 | 5.4923 | 5.4923 | 5.4923 | 5.4923 | 5.4923 | 5.4923 | 5.4923 | 5.4923 | 5.4923 | 5.4923 | 5.4923 | 5.4923 | 5.4923 | 5.4923 | 5.4923 | 5.4923 | 5.4923 | 5.4923 | 5.4923 | 5.4923 | 5.4923 | 5.4923 | 5.4923 | 5.4923 | 5.4923 | 5.4923 | 5.4923 | 5.4923 | 5.4923 | 5.4923 | 5.4923 | 5.4923 | 5.4923 | 5.4923 | 5.4923 | 5.4923 | 5.4923 | 5.4923 | 5.4923 | 5.4923 | 5.4923 | 5.4923 | 5.4923 | 5.4923 | 5.4923 | 5.4923 | 5.4923 | 5.4923 | 5.4923 | 5.4923 | 5.4923 | 5.4923 | 5.4923 | 5.4923 | 5.4923 | 5.4923 | 5.4923 | 5.4923 | 5.4923 | 5.4923 | 5.4923 | 5.4923 | 5.4923 | 5.4923
Turbulent Heat Transfer Coefficient | W/mk | ht | 15.3526 | 15.3532 | 15.3538 | 15.3544 | 15.355 | 15.3556 | 15.3561 | 15.3567 | 15.3573 | 15.3579 | 15.3585 | 15.3591 | 15.3597 | 15.3603 | 15.3609 | 15.3614 | 15.362 | 15.3626 | 15.3632 | 15.3638 | 15.3644 | 15.365 | 15.3656 | 15.3661 | 15.3667 | 15.3673 | 15.3679 | 15.3685 | 15.3691 | 15.3697 | 15.3702 | 15.3708 | 15.3714 | 15.372 | 15.3726 | 15.3732 | 15.3738 | 15.3743 | 15.3749 | 15.3755 | 15.3761 | 15.3767 | 15.3773 | 15.3778 | 15.3784 | 15.379 | 15.3796 | 15.3802 | 15.3808 | 15.3813 | 15.3819 | 15.3825 | 15.3831 | 15.3837 | 15.3843 | 15.3848 | 15.3854 | 15.386 | 15.3866 | 15.3872 | 15.3878 | 15.3883 | 15.3889 | 15.3895 | 15.3901 | 15.3907 | 15.3912 | 15.3918 | 15.3924 | 15.393 | 15.3936 | 15.3941 | 15.3947 | 15.3953 | 15.3959 | 15.3965 | 15.397 | 15.3976 | 15.3982 | 15.3982 | 15.3982 | 15.3982 | 15.3982 | 15.3982 | 15.3982 | 15.3982 | 15.3982 | 15.3982 | 15.3982 | 15.3982 | 15.3982 | 15.3982 | 15.3982 | 15.3982 | 15.3982 | 15.3982 | 15.3982 | 15.3982 | 15.3982 | 15.3982 | 15.3982 | 15.3982 | 15.3982 | 15.3982 | 15.3982 | 15.3982 | 15.3982 | 15.3982 | 15.3982 | 15.3982 | 15.3982 | 15.3982 | 15.3982 | 15.3982 | 15.3982 | 15.3982 | 15.3982 | 15.3982 | 15.3982 | 15.3982 | 15.3982 | 15.3982 | 15.3982 | 15.3982 | 15.3982 | 15.3982 | 15.3982 | 15.3982 | 15.3982 | 15.3982 | 15.3982 | 15.3982 | 15.3982 | 15.3982 | 15.3982 | 15.3982 | 15.3982 | 15.3982 | 15.3982 | 15.3982 | 15.3982 | 15.3982 | 15.3982 | 15.3982 | 15.3982 | 15.3982 | 15.3982 | 15.3982 | 15.3982 | 15.3982 | 15.3982 | 15.3982 | 15.3982 | 15.3982 | 15.3982 | 15.3982 | 15.3982 | 15.3982 | 15.3982 | 15.3982 | 15.3982 | 15.3982 | 15.3982 | 15.3982 | 15.3982 | 15.3982 | 15.3982 | 15.3982 | 15.3982 | 15.3982 | 15.3982 | 15.3982 | 15.3982 | 15.3982 | 15.3982 | 15.3982 | 15.3982 | 15.3982 | 15.3982 | 15.3982 | 15.3982 | 15.3982 | 15.3982 | 15.3982 | 15.3982 | 15.3982 | 15.3982 | 15.3982 | 15.3982 | 15.3982 | 15.3982 | 15.3982 | 15.3982 | 15.3982 | 15.3982 | 15.3982 | 15.3982 | 15.3982 | 15.3982 | 15.3982 | 15.3982 | 15.3982 | 15.3982 | 15.3982 | 15.3982 | 15.3982 | 15.3982 | 15.3982 | 15.3982 | 15.3982 | 15.3982 | 15.3982 | 15.3982 | 15.3982 | 15.3982 | 15.3982 | 15.3982 | 15.3982 | 15.3982 | 15.3982 | 15.3982 | 15.3982 | 15.3982 | 15.3982 | 15.3982 | 15.3982 | 15.3982 | 15.3982 | 15.3982 | 15.3982 | 15.3982 | 15.3982 | 15.3982 | 15.3982 | 15.3982 | 15.3982 | 15.3982 | 15.3982 | 15.3982 | 15.3982 | 15.3982 | 15.3982 | 15.3982 | 15.3982 | 15.3982 | 15.3982 | 15.3982 | 15.3982 | 15.3982 | 15.3982 | 15.3982 | 15.3982 | 15.3982 | 15.3982 | 15.3982 | 15.3982 | 15.3982 | 15.3982 | 15.3982 | 15.3982 | 15.3982 | 15.3982 | 15.3982 | 15.3982 | 15.3982 | 15.3982 | 15.3982 | 15.3982 | 15.3982 | 15.3982 | 15.3982 | 15.3982 | 15.3982 | 15.3982 | 15.3982 | 15.3982 | 15.3982 | 15.3982 | 15.3982 | 15.3982 | 15.3982 | 15.3982 | 15.3982 | 15.3982 | 15.3982 | 15.3982 | 15.3982 | 15.3982 | 15.3982 | 15.3982 | 15.3982 | 15.3982 | 15.3982 | 15.3982 | 15.3982 | 15.3982 | 15.3982 | 15.3982 | 15.3982 | 15.3982 | 15.3982 | 15.3982 | 15.3982 | 15.3982 | 15.3982 | 15.3982 | 15.3982 | 15.3982 | 15.3982 | 15.3982 | 15.3982 | 15.3982 | 15.3982 | 15.3982 | 15.3982 | 15.3982 | 15.3982 | 15.3982 | 15.3982 | 15.3982 | 15.3982 | 15.3982 | 15.3982 | 15.3982 | 15.3982 | 15.3982 | 15.3982 | 15.3982 | 15.3982 | 15.3982 | 15.3982 | 15.3982 | 15.3982 | 15.3982 | 15.3982 | 15.3982 | 15.3982 | 15.3982 | 15.3982 | 15.3982 | 15.3982 | 15.3982 | 15.3982 | 15.3982 | 15.3982 | 15.3982 | 15.3982 | 15.3982 | 15.3982 | 15.3982 | 15.3982 | 15.3982 | 15.3982 | 15.3982 | 15.3982 | 15.3982 | 15.3982 | 15.3982 | 15.3982 | 15.3982 | 15.3982 | 15.3982 | 15.3982 | 15.3982 | 15.3982 | 15.3982 | 15.3982 | 15.3982 | 15.3982 | 15.3982 | 15.3982 | 15.3982 | 15.3982 | 15.3982 | 15.3982 | 15.3982 | 15.3982 | 15.3982 | 15.3982 | 15.3982 | 15.3982 | 15.3982 | 15.3982 | 15.3982 | 15.3982 | 15.3982 | 15.3982 | 15.3982 | 15.3982 | 15.3982 | 15.3982 | 15.3982 | 15.3982 | 15.3982 | 15.3982 | 15.3982 | 15.3982 | 15.3982 | 15.3982 | 15.3982 | 15.3982 | 15.3982 | 15.3982 | 15.3982 | 15.3982 | 15.3982 | 15.3982 | 15.3982 | 15.3982 | 15.3982 | 15.3982 | 15.3982 | 15.3982 | 15.3982 | 15.3982 | 15.3982 | 15.3982 | 15.3982 | 15.3982 | 15.3982 | 15.3982 | 15.3982 | 15.3982 | 15.3982 | 15.3982 | 15.3982 | 15.3982 | 15.3982 | 15.3982 | 15.3982 | 15.3982 | 15.3982 | 15.3982 | 15.3982 | 15.3982 | 15.3982 | 15.3982 | 15.3982 | 15.3982 | 15.3982 | 15.3982 | 15.3982 | 15.3982 | 15.3982 | 15.3982 | 15.3982 | 15.3982 | 15.3982 | 15.3982 | 15.3982 | 15.3982 | 15.3982 | 15.3982 | 15.3982 | 15.3982 | 15.3982 | 15.3982 | 15.3982 | 15.3982 | 15.3982 | 15.3982 | 15.3982 | 15.3982 | 15.3982 | 15.3982 | 15.3982 | 15.3982 | 15.3982 | 15.3982 | 15.3982 | 15.3982 | 15.3982 | 15.3982 | 15.3982 | 15.3982 | 15.3982 | 15.3982 | 15.3982 | 15.3982 | 15.3982 | 15.3982 | 15.3982 | 15.3982 | 15.3982 | 15.3982 | 15.3982 | 15.3982 | 15.3982 | 15.3982 | 15.3982 | 15.3982 | 15.3982 | 15.3982 | 15.3982 | 15.3982 | 15.3982 | 15.3982 | 15.3982 | 15.3982 | 15.3982 | 15.3982 | 15.3982 | 15.3982 | 15.3982 | 15.3982 | 15.3982 | 15.3982 | 15.3982 | 15.3982 | 15.3982 | 15.3982 | 15.3982 | 15.3982 | 15.3982 | 15.3982 | 15.3982 | 15.3982 | 15.3982 | 15.3982 | 15.3982 | 15.3982 | 15.3982 | 15.3982 | 15.3982 | 15.3982 | 15.3982 | 15.3982 | 15.3982 | 15.3982 | 15.3982 | 15.3982 | 15.3982 | 15.3982 | 15.3982 | 15.3982 | 15.3982 | 15.3982 | 15.3982 | 15.3982 | 15.3982 | 15.3982 | 15.3982 | 15.3982 | 15.3982 | 15.3982 | 15.3982 | 15.3982 | 15.3982 | 15.3982 | 15.3982 | 15.3982 | 15.3982 | 15.3982 | 15.3982 | 15.3982 | 15.3982 | 15.3982 | 15.3982 | 15.3982 | 15.3982 | 15.3982 | 15.3982 | 15.3982 | 15.3982 | 15.3982 | 15.3982 | 15.3982 | 15.3982 | 15.3982 | 15.3982 | 15.3982 | 15.3982 | 15.3982 | 15.3982 | 15.3982 | 15.3982 | 15.3982 | 15.3982 | 15.3982 | 15.3982 | 15.3982 | 15.3982 | 15.3982 | 15.3982 | 15.3982 | 15.3982 | 15.3982 | 15.3982 | 15.3982 | 15.3982 | 15.3982 | 15.3982 | 15.3982 | 15.3982 | 15.3982 | 15.3982 | 15.3982 | 15.3982 | 15.3982 | 15.3982 | 15.3982 | 15.3982 | 15.3982 | 15.3982 | 15.3982 | 15.3982 | 15.3982 | 15.3982 | 15.3982 | 15.3982 | 15.3982 | 15.3982 | 15.3982 | 15.3982 | 15.3982 | 15.3982 | 15.3982 | 15.3982 | 15.3982 | 15.3982 | 15.3982 | 15.3982 | 15.3982 | 15.3982 | 15.3982 | 15.3982 | 15.3982 | 15.3982 | 15.3982 | 15.3982 | 15.3982 | 15.3982 | 15.3982 | 15.3982 | 15.3982 | 15.3982 | 15.3982 | 15.3982 | 15.3982 | 15.3982 | 15.3982 | 15.3982 | 15.3982 | 15.3982 | 15.3982 | 15.3982 | 15.3982 | 15.3982 | 15.3982 | 15.3982 | 15.3982 | 15.3982 | 15.3982 | 15.3982 | 15.3982 | 15.3982 | 15.3982 | 15.3982 | 15.3982 | 15.3982 | 15.3982 | 15.3982 | 15.3982 | 15.3982 | 15.3982 | 15.3982 | 15.3982 | 15.3982 | 15.3982 | 15.3982 | 15.3982 | 15.3982 | 15.3982 | 15.3982 | 15.3982 | 15.3982 | 15.3982 | 15.3982 | 15.3982 | 15.3982 | 15.3982 | 15.3982 | 15.3982 | 15.3982 | 15.3982 | 15.3982 | 15.3982 | 15.3982 | 15.3982 | 15.3982 | 15.3982 | 15.3982 | 15.3982 | 15.3982 | 15.3982 | 15.3982 | 15.3982 | 15.3982 | 15.3982 | 15.3982 | 15.3982 | 15.3982 | 15.3982 | 15.3982 | 15.3982 | 15.3982 | 15.3982 | 15.3982 | 15.3982 | 15.3982 | 15.3982 | 15.3982 | 15.3982 | 15.3982 | 15.3982 | 15.3982 | 15.3982 | 15.3982 | 15.3982 | 15.3982 | 15.3982 | 15.3982 | 15.3982 | 15.3982 | 15.3982 | 15.3982 | 15.3982 | 15.3982 | 15.3982 | 15.3982 | 15.3982 | 15.3982 | 15.3982 | 15.3982 | 15.3982 | 15.3982 | 15.3982 | 15.3982 | 15.3982 | 15.3982 | 15.3982 | 15.3982 | 15.3982 | 15.3982 | 15.3982 | 15.3982 | 15.3982 | 15.3982 | 15.3982 | 15.3982 | 15.3982 | 15.3982 | 15.3982 | 15.3982 | 15.3982 | 15.3982 | 15.3982 | 15.3982 | 15.3982 | 15.3982 | 15.3982 | 15.3982 | 15.3982 | 15.3982 | 15.3982 | 15.3982 | 15.3982 | 15.3982 | 15.3982 | 15.3982 | 15.3982 | 15.3982 | 15.3982 | 15.3982 | 15.3982 | 15.3982 | 15.3982 | 15.3982 | 15.3982 | 15.3982 | 15.3982 | 15.3982 | 15.3982 | 15.3982 | 15.3982 | 15.3982 | 15.3982 | 15.3982 | 15.3982 | 15.3982 | 15.3982 | 15.3982 | 15.3982 | 15.3982 | 15.3982 | 15.3982 | 15.3982 | 15.3982 | 15.3982 | 15.3982 | 15.3982 | 15.3982 | 15.3982 | 15.3982 | 15.3982 | 15.3982 | 15.3982 | 15.3982 | 15.3982 | 15.3982 | 15.3982 | 15.3982 | 15.3982 | 15.3982 | 15.3982 | 15.3982 | 15.3982 | 15.3982 | 15.3982 | 15.3982 | 15.3982 | 15.3982 | 15.3982 | 15.3982 | 15.3982 | 15.3982 | 15.3982 | 15.3982 | 15.3982 | 15.3982 | 15.3982 | 15.3982 | 15.3982 | 15.3982 | 15.3982 | 15.3982 | 15.3982 | 15.3982 | 15.3982 | 15.3982 | 15.3982 | 15.3982 | 15.3982 | 15.3982 | 15.3982 | 15.3982 | 15.3982 | 15.3982 | 15.3982 | 15.3982 | 15.3982 | 15.3982 | 15.3982 | 15.3982 | 15.3982 | 15.3982 | 15.3982 | 15.3982 | 15.3982 | 15.3982 | 15.3982 | 15.3982 | 15.3982 | 15.3982 | 15.3982 | 15.3982 | 15.3982 | 15.3982 | 15.3982 | 15.3982 | 15.3982 | 15.3982 | 15.3982 | 15.3982 | 15.3982 | 15.3982 | 15.3982 | 15.3982 | 15.3982 | 15.3982 | 15.3982 | 15.3982 | 15.3982 | 15.3982 | 15.3982 | 15.3982 | 15.3982 | 15.3982 | 15.3982 | 15.3982 | 15.3982 | 15.3982 | 15.3982 | 15.3982 | 15.3982 | 15.3982 | 15.3982 | 15.3982 | 15.3982 | 15.3982 | 15.3982 | 15.3982 | 15.3982 | 15.3982 | 15.3982 | 15.3982 | 15.3982 | 15.3982 | 15.3982 | 15.3982 | 15.3982 | 15.3982 | 15.3982 | 15.3982 | 15.3982 | 15.3982 | 15.3982 | 15.3982 | 15.3982 | 15.3982 | 15.3982 | 15.3982 | 15.3982 | 15.3982 | 15.3982 | 15.3982 | 15.3982 | 15.3982 | 15.3982 | 15.3982 | 15.3982 | 15.3982 | 15.3982 | 15.3982 | 15.3982 | 15.3982 | 15.3982 | 15.3982 | 15.3982 | 15.3982 | 15.3982 | 15.3982 | 15.3982 | 15.3982 | 15.3982 | 15.3982 | 15.3982 | 15.3982 | 15.3982 | 15.3982 | 15.3982 | 15.3982 | 15.3982 | 15.3982 | 15.3982 | 15.3982 | 15.3982 | 15.3982 | 15.3982 | 15.3982 | 15.3982 | 15.3982 | 15.3982 | 15.3982 | 15.3982 | 15.3982 | 15.3982 | 15.3982 | 15.3982 | 15.3982 | 15.3982 | 15.3982 | 15.3982 | 15.3982 | 15.3982 | 15.3982 | 15.3982 | 15.3982 | 15.3982 | 15.3982 | 15.3982 | 15.3982 | 15.3982 | 15.3982 | 15.3982 | 15.3982 | 15.3982 | 15.3982 | 15.3982 | 15.3982 | 15.3982 | 15.3982 | 15.3982 | 15.3982 | 15.3982 | 15.3982 | 15.3982 | 15.3982 | 15.3982 | 15.3982 | 15.3982 | 15.3982 | 15.3982 | 15.3982 | 15.3982 | 15.3982 | 15.3982 | 15.3982 | 15.3982 | 15.3982 | 15.3982 | 15.3982 | 15.3982 | 15.3982 | 15.3982 | 15.3982 | 15.3982 | 15.3982 | 15.3982 | 15.3982 | 15.3982 | 15.3982 | 15.3982 | 15.3982 | 15.3982 | 15.3982 | 15.3982 | 15.3982 | 15.3982 | 15.3982 | 15.3982 | 15.3982 | 15.3982 | 15.3982 | 15.3982 | 15.3982 | 15.3982 | 15.3982 | 15.3982 | 15.3982 | 15.3982 | 15.3982 | 15.3982 | 15.3982 | 15.3982 | 15.3982 | 15.3982 | 15.3982 | 15.3982 | 15.3982 | 15.3982 | 15.3982 | 15.3982 | 15.3982 | 15.3982 | 15.3982 | 15.3982 | 15.3982 | 15.3982 | 15.3982 | 15.3982 | 15.3982 | 15.3982 | 15.3982 | 15.3982 | 15.3982 | 15.3982 | 15.3982 | 15.3982 | 15.3982 | 15.3982 | 15.3982 | 15.3982 | 15.3982 | 15.3982 | 15.3982 | 15.3982 | 15.3982 | 15.3982 | 15.3982 | 15.3982 | 15.3982 | 15.3982 | 15.3982 | 15.3982 | 15.3982 | 15.3982 | 15.3982 | 15.3982 | 15.3982 | 15.3982 | 15.3982 | 15.3982 | 15.3982 | 15.3982 | 15.3982 | 15.3982 | 15.3982 | 15.3982 | 15.3982 | 15.3982 | 15.3982 | 15.3982 | 15.3982 | 15.3982 | 15.3982 | 15.3982 | 15.3982 | 15.3982 | 15.3982 | 15.3982 | 15.3982 | 15.3982 | 15.3982 | 15.3982 | 15.3982 | 15.3982 | 15.3982 | 15.3982 | 15.3982 | 15.3982 | 15.3982 | 15.3982 | 15.3982 | 15.3982 | 15.3982 | 15.3982 | 15.3982 | 15.3982 | 15.3982 | 15.3982 | 15.3982 | 15.3982 | 15.3982 | 15.3982 | 15.3982 | 15.3982 | 15.3982 | 15.3982 | 15.3982 | 15.3982 | 15.3982 | 15.3982 | 15.3982 | 15.3982 | 15.3982 | 15.3982 | 15.3982 | 15.3982 | 15.3982 | 15.3982 | 15.3982 | 15.3982 | 15.3982 | 15.3982 | 15.3982 | 15.3982 | 15.3982 | 15.3982 | 15.3982 | 15.3982 | 15.3982 | 15.3982 | 15.3982 | 15.3982 | 15.3982 | 15.3982 | 15.3982 | 15.3982 | 15.3982 | 15.3982 | 15.3982 | 15.3982 | 15.3982 | 15.3982 | 15.3982 | 15.3982 | 15.3982 | 15.3982 | 15.3982 | 15.3982 | 15.3982 | 15.3982 | 15.3982 | 15.3982 | 15.3982 | 15.3982 | 15.3982 | 15.3982 | 15.3982 | 15.3982 | 15.3982 | 15.3982 | 15.3982 | 15.3982 | 15.3982 | 15.3982 | 15.3982 | 15.3982 | 15.3982 | 15.3982 | 15.3982 | 15.3982 | 15.3982 | 15.3982 | 15.3982 | 15.3982 | 15.3982 | 15.3982 | 15.3982 | 15.3982 | 15.3982 | 15.3982 | 15.3982 | 15.3982 | 15.3982 | 15.3982 | 15.3982 | 15.3982 | 15.3982 | 15.3982 | 15.3982 | 15.3982 | 15.3982 | 15.3982 | 15.3982 | 15.3982 | 15.3982 | 15.3982 | 15.3982 | 15.3982 | 15.3982 | 15.3982 | 15.3982 | 15.3982 | 15.3982 | 15.3982 | 15.3982 | 15.3982 | 15.3982 | 15.3982 | 15.3982 | 15.3982 | 15.3982 | 15.3982 | 15.3982 | 15.3982 | 15.3982 | 15.3982 | 15.3982 | 15.3982 | 15.3982 | 15.3982 | 15.3982 | 15.3982 | 15.3982 | 15.3982 | 15.3982 | 15.3982 | 15.3982 | 15.3982 | 15.3982 | 15.3982 | 15.3982 | 15.3982 | 15.3982 | 15.3982 | 15.3982 | 15.3982 | 15.3982 | 15.3982 | 15.3982 | 15.3982 | 15.3982 | 15.3982 | 15.3982 | 15.3982 | 15.3982 | 15.3982 | 15.3982 | 15.3982 | 15.3982 | 15.3982 | 15.3982 | 15.3982 | 15.3982 | 15.3982 | 15.3982 | 15.3982 | 15.3982 | 15.3982 | 15.3982 | 15.3982 | 15.3982 | 15.3982 | 15.3982 | 15.3982 | 15.3982 | 15.3982 | 15.3982 | 15.3982 | 15.3982 | 15.3982 | 15.3982 | 15.3982 | 15.3982 | 15.3982 | 15.3982 | 15.3982 | 15.3982 | 15.3982 | 15.3982 | 15.3982 | 15.3982 | 15.3982 | 15.3982 | 15.3982 | 15.3982 | 15.3982 | 15.3982 | 15.3982 | 15.3982 | 15.3982 | 15.3982 | 15.3982 | 15.3982 | 15.3982 | 15.3982 | 15.3982 | 15.3982 | 15.3982 | 15.3982 | 15.3982 | 15.3982 | 15.3982 | 15.3982 | 15.3982 | 15.3982 | 15.3982 | 15.3982 | 15.3982 | 15.3982 | 15.3982 | 15.3982 | 15.3982 | 15.3982 | 15.3982 | 15.3982 | 15.3982 | 15.3982 | 15.3982 | 15.3982 | 15.3982 | 15.3982 | 15.3982 | 15.3982 | 15.3982 | 15.3982 | 15.3982 | 15.3982 | 15.3982
Dynamic Heat Transfer Coefficient | W/mk | kd | 7.4771 | 7.4771 | 7.4771 | 7.4771 | 7.4771 | 7.4771 | 7.477 | 7.477 | 7.477 | 7.477 | 7.477 | 7.477 | 7.477 | 7.477 | 7.4769 | 7.4769 | 7.4769 | 7.4769 | 7.4769 | 7.4769 | 7.4769 | 7.4769 | 7.4769 | 7.4768 | 7.4768 | 7.4768 | 7.4768 | 7.4768 | 7.4768 | 7.4768 | 7.4768 | 7.4768 | 7.4768 | 7.4768 | 7.4767 | 7.4767 | 7.4767 | 7.4767 | 7.4767 | 7.4767 | 7.4767 | 7.4767 | 7.4767 | 7.4767 | 7.4767 | 7.4767 | 7.4767 | 7.4767 | 7.4767 | 7.4767 | 7.4767 | 7.4767 | 7.4767 | 7.4767 | 7.4767 | 7.4767 | 7.4767 | 7.4767 | 7.4767 | 7.4766 | 7.4766 | 7.4766 | 7.4766 | 7.4766 | 7.4766 | 7.4766 | 7.4766 | 7.4767 | 7.4767 | 7.4767 | 7.4767 | 7.4767 | 7.4767 | 7.4767 | 7.4767 | 7.4767 | 7.4767 | 7.4767 | 7.4767 | 7.4767 | 7.4767 | 7.4767 | 7.4767 | 7.4767 | 7.4767 | 7.4767 | 7.4767 | 7.4767 | 7.4767 | 7.4767 | 7.4767 | 7.4767 | 7.4767 | 7.4767 | 7.4767 | 7.4767 | 7.4767 | 7.4767 | 7.4767 | 7.4767 | 7.4767 | 7.4767 | 7.4767 | 7.4767 | 7.4767 | 7.4767 | 7.4767 | 7.4767 | 7.4767 | 7.4767 | 7.4767 | 7.4767 | 7.4767 | 7.4767 | 7.4767 | 7.4767 | 7.4767 | 7.4767 | 7.4767 | 7.4767 | 7.4767 | 7.4767 | 7.4767 | 7.4767 | 7.4767 | 7.4767 | 7.4767 | 7.4767 | 7.4767 | 7.4767 | 7.4767 | 7.4767 | 7.4767 | 7.4767 | 7.4767 | 7.4767 | 7.4767 | 7.4767 | 7.4767 | 7.4767 | 7.4767 | 7.4767 | 7.4767 | 7.4767 | 7.4767 | 7.4767 | 7.4767 | 7.4767 | 7.4767 | 7.4767 | 7.4767 | 7.4767 | 7.4767 | 7.4767 | 7.4767 | 7.4767 | 7.4767 | 7.4767 | 7.4767 | 7.4767 | 7.4767 | 7.4767 | 7.4767 | 7.4767 | 7.4767 | 7.4767 | 7.4767 | 7.4767 | 7.4767 | 7.4767 | 7.4767 | 7.4767 | 7.4767 | 7.4767 | 7.4767 | 7.4767 | 7.4767 | 7.4767 | 7.4767 | 7.4767 | 7.4767 | 7.4767 | 7.4767 | 7.4767 | 7.4767 | 7.4767 | 7.4767 | 7.4767 | 7.4767 | 7.4767 | 7.4767 | 7.4767 | 7.4767 | 7.4767 | 7.4767 | 7.4767 | 7.4767 | 7.4767 | 7.4767 | 7.4767 | 7.4767 | 7.4767 | 7.4767 | 7.4767 | 7.4767 | 7.4767 | 7.4767 | 7.4767 | 7.4767 | 7.4767 | 7.4767 | 7.4767 | 7.4767 | 7.4767 | 7.4767 | 7.4767 | 7.4767 | 7.4767 | 7.4767 | 7.4767 | 7.4767 | 7.4767 | 7.4767 | 7.4767 | 7.4767 | 7.4767 | 7.4767 | 7.4767 | 7.4767 | 7.4767 | 7.4767 | 7.4767 | 7.4767 | 7.4767 | 7.4767 | 7.4767 | 7.4767 | 7.4767 | 7.4767 | 7.4767 | 7.4767 | 7.4767 | 7.4767 | 7.4767 | 7.4767 | 7.4767 | 7.4767 | 7.4767 | 7.4767 | 7.4767 | 7.4767 | 7.4767 | 7.4767 | 7.4767 | 7.4767 | 7.4767 | 7.4767 | 7.4767 | 7.4767 | 7.4767 | 7.4767 | 7.4767 | 7.4767 | 7.4767 | 7.4767 | 7.4767 | 7.4767 | 7.4767 | 7.4767 | 7.4767 | 7.4767 | 7.4767 | 7.4767 | 7.4767 | 7.4767 | 7.4767 | 7.4767 | 7.4767 | 7.4767 | 7.4767 | 7.4767 | 7.4767 | 7.4767 | 7.4767 | 7.4767 | 7.4767 | 7.4767 | 7.4767 | 7.4767 | 7.4767 | 7.4767 | 7.4767 | 7.4767 | 7.4767 | 7.4767 | 7.4767 | 7.4767 | 7.4767 | 7.4767 | 7.4767 | 7.4767 | 7.4767 | 7.4767 | 7.4767 | 7.4767 | 7.4767 | 7.4767 | 7.4767 | 7.4767 | 7.4767 | 7.4767 | 7.4767 | 7.4767 | 7.4767 | 7.4767 | 7.4767 | 7.4767 | 7.4767 | 7.4767 | 7.4767 | 7.4767 | 7.4767 | 7.4767 | 7.4767 | 7.4767 | 7.4767 | 7.4767 | 7.4767 | 7.4767 | 7.4767 | 7.4767 | 7.4767 | 7.4767 | 7.4767 | 7.4767 | 7.4767 | 7.4767 | 7.4767 | 7.4767 | 7.4767 | 7.4767 | 7.4767 | 7.4767 | 7.4767 | 7.4767 | 7.4767 | 7.4767 | 7.4767 | 7.4767 | 7.4767 | 7.4767 | 7.4767 | 7.4767 | 7.4767 | 7.4767 | 7.4767 | 7.4767 | 7.4767 | 7.4767 | 7.4767 | 7.4767 | 7.4767 | 7.4767 | 7.4767 | 7.4767 | 7.4767 | 7.4767 | 7.4767 | 7.4767 | 7.4767 | 7.4767 | 7.4767 | 7.4767 | 7.4767 | 7.4767 | 7.4767 | 7.4767 | 7.4767 | 7.4767 | 7.4767 | 7.4767 | 7.4767 | 7.4767 | 7.4767 | 7.4767 | 7.4767 | 7.4767 | 7.4767 | 7.4767 | 7.4767 | 7.4767 | 7.4767 | 7.4767 | 7.4767 | 7.4767 | 7.4767 | 7.4767 | 7.4767 | 7.4767 | 7.4767 | 7.4767 | 7.4767 | 7.4767 | 7.4767 | 7.4767 | 7.4767 | 7.4767 | 7.4767 | 7.4767 | 7.4767 | 7.4767 | 7.4767 | 7.4767 | 7.4767 | 7.4767 | 7.4767 | 7.4767 | 7.4767 | 7.4767 | 7.4767 | 7.4767 | 7.4767 | 7.4767 | 7.4767 | 7.4767 | 7.4767 | 7.4767 | 7.4767 | 7.4767 | 7.4767 | 7.4767 | 7.4767 | 7.4767 | 7.4767 | 7.4767 | 7.4767 | 7.4767 | 7.4767 | 7.4767 | 7.4767 | 7.4767 | 7.4767 | 7.4767 | 7.4767 | 7.4767 | 7.4767 | 7.4767 | 7.4767 | 7.4767 | 7.4767 | 7.4767 | 7.4767 | 7.4767 | 7.4767 | 7.4767 | 7.4767 | 7.4767 | 7.4767 | 7.4767 | 7.4767 | 7.4767 | 7.4767 | 7.4767 | 7.4767 | 7.4767 | 7.4767 | 7.4767 | 7.4767 | 7.4767 | 7.4767 | 7.4767 | 7.4767 | 7.4767 | 7.4767 | 7.4767 | 7.4767 | 7.4767 | 7.4767 | 7.4767 | 7.4767 | 7.4767 | 7.4767 | 7.4767 | 7.4767 | 7.4767 | 7.4767 | 7.4767 | 7.4767 | 7.4767 | 7.4767 | 7.4767 | 7.4767 | 7.4767 | 7.4767 | 7.4767 | 7.4767 | 7.4767 | 7.4767 | 7.4767 | 7.4767 | 7.4767 | 7.4767 | 7.4767 | 7.4767 | 7.4767 | 7.4767 | 7.4767 | 7.4767 | 7.4767 | 7.4767 | 7.4767 | 7.4767 | 7.4767 | 7.4767 | 7.4767 | 7.4767 | 7.4767 | 7.4767 | 7.4767 | 7.4767 | 7.4767 | 7.4767 | 7.4767 | 7.4767 | 7.4767 | 7.4767 | 7.4767 | 7.4767 | 7.4767 | 7.4767 | 7.4767 | 7.4767 | 7.4767 | 7.4767 | 7.4767 | 7.4767 | 7.4767 | 7.4767 | 7.4767 | 7.4767 | 7.4767 | 7.4767 | 7.4767 | 7.4767 | 7.4767 | 7.4767 | 7.4767 | 7.4767 | 7.4767 | 7.4767 | 7.4767 | 7.4767 | 7.4767 | 7.4767 | 7.4767 | 7.4767 | 7.4767 | 7.4767 | 7.4767 | 7.4767 | 7.4767 | 7.4767 | 7.4767 | 7.4767 | 7.4767 | 7.4767 | 7.4767 | 7.4767 | 7.4767 | 7.4767 | 7.4767 | 7.4767 | 7.4767 | 7.4767 | 7.4767 | 7.4767 | 7.4767 | 7.4767 | 7.4767 | 7.4767 | 7.4767 | 7.4767 | 7.4767 | 7.4767 | 7.4767 | 7.4767 | 7.4767 | 7.4767 | 7.4767 | 7.4767 | 7.4767 | 7.4767 | 7.4767 | 7.4767 | 7.4767 | 7.4767 | 7.4767 | 7.4767 | 7.4767 | 7.4767 | 7.4767 | 7.4767 | 7.4767 | 7.4767 | 7.4767 | 7.4767 | 7.4767 | 7.4767 | 7.4767 | 7.4767 | 7.4767 | 7.4767 | 7.4767 | 7.4767 | 7.4767 | 7.4767 | 7.4767 | 7.4767 | 7.4767 | 7.4767 | 7.4767 | 7.4767 | 7.4767 | 7.4767 | 7.4767 | 7.4767 | 7.4767 | 7.4767 | 7.4767 | 7.4767 | 7.4767 | 7.4767 | 7.4767 | 7.4767 | 7.4767 | 7.4767 | 7.4767 | 7.4767 | 7.4767 | 7.4767 | 7.4767 | 7.4767 | 7.4767 | 7.4767 | 7.4767 | 7.4767 | 7.4767 | 7.4767 | 7.4767 | 7.4767 | 7.4767 | 7.4767 | 7.4767 | 7.4767 | 7.4767 | 7.4767 | 7.4767 | 7.4767 | 7.4767 | 7.4767 | 7.4767 | 7.4767 | 7.4767 | 7.4767 | 7.4767 | 7.4767 | 7.4767 | 7.4767 | 7.4767 | 7.4767 | 7.4767 | 7.4767 | 7.4767 | 7.4767 | 7.4767 | 7.4767 | 7.4767 | 7.4767 | 7.4767 | 7.4767 | 7.4767 | 7.4767 | 7.4767 | 7.4767 | 7.4767 | 7.4767 | 7.4767 | 7.4767 | 7.4767 | 7.4767 | 7.4767 | 7.4767 | 7.4767 | 7.4767 | 7.4767 | 7.4767 | 7.4767 | 7.4767 | 7.4767 | 7.4767 | 7.4767 | 7.4767 | 7.4767 | 7.4767 | 7.4767 | 7.4767 | 7.4767 | 7.4767 | 7.4767 | 7.4767 | 7.4767 | 7.4767 | 7.4767 | 7.4767 | 7.4767 | 7.4767 | 7.4767 | 7.4767 | 7.4767 | 7.4767 | 7.4767 | 7.4767 | 7.4767 | 7.4767 | 7.4767 | 7.4767 | 7.4767 | 7.4767 | 7.4767 | 7.4767 | 7.4767 | 7.4767 | 7.4767 | 7.4767 | 7.4767 | 7.4767 | 7.4767 | 7.4767 | 7.4767 | 7.4767 | 7.4767 | 7.4767 | 7.4767 | 7.4767 | 7.4767 | 7.4767 | 7.4767 | 7.4767 | 7.4767 | 7.4767 | 7.4767 | 7.4767 | 7.4767 | 7.4767 | 7.4767 | 7.4767 | 7.4767 | 7.4767 | 7.4767 | 7.4767 | 7.4767 | 7.4767 | 7.4767 | 7.4767 | 7.4767 | 7.4767 | 7.4767 | 7.4767 | 7.4767 | 7.4767 | 7.4767 | 7.4767 | 7.4767 | 7.4767 | 7.4767 | 7.4767 | 7.4767 | 7.4767 | 7.4767 | 7.4767 | 7.4767 | 7.4767 | 7.4767 | 7.4767 | 7.4767 | 7.4767 | 7.4767 | 7.4767 | 7.4767 | 7.4767 | 7.4767 | 7.4767 | 7.4767 | 7.4767 | 7.4767 | 7.4767 | 7.4767 | 7.4767 | 7.4767 | 7.4767 | 7.4767 | 7.4767 | 7.4767 | 7.4767 | 7.4767 | 7.4767 | 7.4767 | 7.4767 | 7.4767 | 7.4767 | 7.4767 | 7.4767 | 7.4767 | 7.4767 | 7.4767 | 7.4767 | 7.4767 | 7.4767 | 7.4767 | 7.4767 | 7.4767 | 7.4767 | 7.4767 | 7.4767 | 7.4767 | 7.4767 | 7.4767 | 7.4767 | 7.4767 | 7.4767 | 7.4767 | 7.4767 | 7.4767 | 7.4767 | 7.4767 | 7.4767 | 7.4767 | 7.4767 | 7.4767 | 7.4767 | 7.4767 | 7.4767 | 7.4767 | 7.4767 | 7.4767 | 7.4767 | 7.4767 | 7.4767 | 7.4767 | 7.4767 | 7.4767 | 7.4767 | 7.4767 | 7.4767 | 7.4767 | 7.4767 | 7.4767 | 7.4767 | 7.4767 | 7.4767 | 7.4767 | 7.4767 | 7.4767 | 7.4767 | 7.4767 | 7.4767 | 7.4767 | 7.4767 | 7.4767 | 7.4767 | 7.4767 | 7.4767 | 7.4767 | 7.4767 | 7.4767 | 7.4767 | 7.4767 | 7.4767 | 7.4767 | 7.4767 | 7.4767 | 7.4767 | 7.4767 | 7.4767 | 7.4767 | 7.4767 | 7.4767 | 7.4767 | 7.4767 | 7.4767 | 7.4767 | 7.4767 | 7.4767 | 7.4767 | 7.4767 | 7.4767 | 7.4767 | 7.4767 | 7.4767 | 7.4767 | 7.4767 | 7.4767 | 7.4767 | 7.4767 | 7.4767 | 7.4767 | 7.4767 | 7.4767 | 7.4767 | 7.4767 | 7.4767 | 7.4767 | 7.4767 | 7.4767 | 7.4767 | 7.4767 | 7.4767 | 7.4767 | 7.4767 | 7.4767 | 7.4767 | 7.4767 | 7.4767 | 7.4767 | 7.4767 | 7.4767 | 7.4767 | 7.4767 | 7.4767 | 7.4767 | 7.4767 | 7.4767 | 7.4767 | 7.4767 | 7.4767 | 7.4767 | 7.4767 | 7.4767 | 7.4767 | 7.4767 | 7.4767 | 7.4767 | 7.4767 | 7.4767 | 7.4767 | 7.4767 | 7.4767 | 7.4767 | 7.4767 | 7.4767 | 7.4767 | 7.4767 | 7.4767 | 7.4767 | 7.4767 | 7.4767 | 7.4767 | 7.4767 | 7.4767 | 7.4767 | 7.4767 | 7.4767 | 7.4767 | 7.4767 | 7.4767 | 7.4767 | 7.4767 | 7.4767 | 7.4767 | 7.4767 | 7.4767 | 7.4767 | 7.4767 | 7.4767 | 7.4767 | 7.4767 | 7.4767 | 7.4767 | 7.4767 | 7.4767 | 7.4767 | 7.4767 | 7.4767 | 7.4767 | 7.4767 | 7.4767 | 7.4767 | 7.4767 | 7.4767 | 7.4767 | 7.4767 | 7.4767 | 7.4767 | 7.4767 | 7.4767 | 7.4767 | 7.4767 | 7.4767 | 7.4767 | 7.4767 | 7.4767 | 7.4767 | 7.4767 | 7.4767 | 7.4767 | 7.4767 | 7.4767 | 7.4767 | 7.4767 | 7.4767 | 7.4767 | 7.4767 | 7.4767 | 7.4767 | 7.4767 | 7.4767 | 7.4767 | 7.4767 | 7.4767 | 7.4767 | 7.4767 | 7.4767 | 7.4767 | 7.4767 | 7.4767 | 7.4767 | 7.4767 | 7.4767 | 7.4767 | 7.4767 | 7.4767 | 7.4767 | 7.4767 | 7.4767 | 7.4767 | 7.4767 | 7.4767 | 7.4767 | 7.4767 | 7.4767 | 7.4767 | 7.4767 | 7.4767 | 7.4767 | 7.4767 | 7.4767 | 7.4767 | 7.4767 | 7.4767 | 7.4767 | 7.4767 | 7.4767 | 7.4767 | 7.4767 | 7.4767 | 7.4767 | 7.4767 | 7.4767 | 7.4767 | 7.4767 | 7.4767 | 7.4767 | 7.4767 | 7.4767 | 7.4767 | 7.4767 | 7.4767 | 7.4767 | 7.4767 | 7.4767 | 7.4767 | 7.4767 | 7.4767 | 7.4767 | 7.4767 | 7.4767 | 7.4767 | 7.4767 | 7.4767 | 7.4767 | 7.4767 | 7.4767 | 7.4767 | 7.4767 | 7.4767 | 7.4767 | 7.4767 | 7.4767 | 7.4767 | 7.4767 | 7.4767 | 7.4767 | 7.4767 | 7.4767 | 7.4767 | 7.4767 | 7.4767 | 7.4767 | 7.4767 | 7.4767 | 7.4767 | 7.4767 | 7.4767 | 7.4767 | 7.4767 | 7.4767 | 7.4767 | 7.4767 | 7.4767 | 7.4767 | 7.4767 | 7.4767 | 7.4767 | 7.4767 | 7.4767 | 7.4767 | 7.4767 | 7.4767 | 7.4767 | 7.4767 | 7.4767 | 7.4767 | 7.4767 | 7.4767 | 7.4767 | 7.4767 | 7.4767 | 7.4767 | 7.4767 | 7.4767 | 7.4767 | 7.4767 | 7.4767 | 7.4767 | 7.4767 | 7.4767 | 7.4767 | 7.4767 | 7.4767 | 7.4767 | 7.4767 | 7.4767 | 7.4767 | 7.4767 | 7.4767 | 7.4767 | 7.4767 | 7.4767 | 7.4767 | 7.4767 | 7.4767 | 7.4767 | 7.4767 | 7.4767 | 7.4767 | 7.4767 | 7.4767 | 7.4767 | 7.4767 | 7.4767 | 7.4767 | 7.4767 | 7.4767 | 7.4767 | 7.4767 | 7.4767 | 7.4767 | 7.4767 | 7.4767 | 7.4767 | 7.4767 | 7.4767 | 7.4767 | 7.4767 | 7.4767 | 7.4767 | 7.4767 | 7.4767 | 7.4767 | 7.4767 | 7.4767 | 7.4767 | 7.4767 | 7.4767 | 7.4767 | 7.4767 | 7.4767 | 7.4767 | 7.4767 | 7.4767 | 7.4767 | 7.4767 | 7.4767 | 7.4767 | 7.4767 | 7.4767 | 7.4767 | 7.4767 | 7.4767 | 7.4767 | 7.4767 | 7.4767 | 7.4767 | 7.4767 | 7.4767 | 7.4767 | 7.4767 | 7.4767 | 7.4767 | 7.4767 | 7.4767 | 7.4767 | 7.4767 | 7.4767 | 7.4767 | 7.4767 | 7.4767 | 7.4767 | 7.4767 | 7.4767 | 7.4767 | 7.4767 | 7.4767 | 7.4767 | 7.4767 | 7.4767 | 7.4767 | 7.4767 | 7.4767 | 7.4767 | 7.4767 | 7.4767 | 7.4767 | 7.4767 | 7.4767 | 7.4767 | 7.4767 | 7.4767 | 7.4767 | 7.4767 | 7.4767 | 7.4767 | 7.4767 | 7.4767 | 7.4767 | 7.4767 | 7.4767 | 7.4767 | 7.4767 | 7.4767 | 7.4767 | 7.4767 | 7.4767 | 7.4767 | 7.4767 | 7.4767 | 7.4767 | 7.4767 | 7.4767 | 7.4767 | 7.4767 | 7.4767 | 7.4767 | 7.4767 | 7.4767 | 7.4767 | 7.4767 | 7.4767 | 7.4767 | 7.4767 | 7.4767 | 7.4767 | 7.4767 | 7.4767 | 7.4767 | 7.4767 | 7.4767 | 7.4767 | 7.4767 | 7.4767 | 7.4767 | 7.4767 | 7.4767 | 7.4767 | 7.4767 | 7.4767 | 7.4767 | 7.4767 | 7.4767 | 7.4767 | 7.4767 | 7.4767 | 7.4767 | 7.4767 | 7.4767 | 7.4767 | 7.4767 | 7.4767 | 7.4767 | 7.4767 | 7.4767 | 7.4767 | 7.4767 | 7.4767 | 7.4767 | 7.4767 | 7.4767 | 7.4767 | 7.4767 | 7.4767 | 7.4767 | 7.4767 | 7.4767 | 7.4767 | 7.4767 | 7.4767 | 7.4767 | 7.4767 | 7.4767 | 7.4767 | 7.4767 | 7.4767 | 7.4767 | 7.4767 | 7.4767 | 7.4767 | 7.4767 | 7.4767 | 7.4767 | 7.4767 | 7.4767 | 7.4767 | 7.4767 | 7.4767 | 7.4767 | 7.4767 | 7.4767 | 7.4767 | 7.4767 | 7.4767 | 7.4767 | 7.4767 | 7.4767 | 7.4767 | 7.4767 | 7.4767 | 7.4767 | 7.4767 | 7.4767 | 7.4767 | 7.4767 | 7.4767 | 7.4767 | 7.4767 | 7.4767 | 7.4767 | 7.4767 | 7.4767 | 7.4767 | 7.4767 | 7.4767
Radiative Absorption Rate | W | Ar | 2.9335 | 2.9337 | 2.9339 | 2.9342 | 2.9344 | 2.9346 | 2.9348 | 2.9351 | 2.9353 | 2.9355 | 2.9357 | 2.9359 | 2.9361 | 2.9364 | 2.9366 | 2.9368 | 2.937 | 2.9372 | 2.9374 | 2.9376 | 2.9378 | 2.938 | 2.9382 | 2.9384 | 2.9386 | 2.9388 | 2.939 | 2.9391 | 2.9393 | 2.9395 | 2.9397 | 2.9399 | 2.94 | 2.9402 | 2.9404 | 2.9406 | 2.9407 | 2.9409 | 2.9411 | 2.9412 | 2.9414 | 2.9416 | 2.9417 | 2.9419 | 2.942 | 2.9422 | 2.9424 | 2.9425 | 2.9427 | 2.9428 | 2.943 | 2.9431 | 2.9432 | 2.9434 | 2.9435 | 2.9437 | 2.9438 | 2.9439 | 2.9441 | 2.9442 | 2.9443 | 2.9444 | 2.9446 | 2.9447 | 2.9448 | 2.9449 | 2.945 | 2.9452 | 2.9453 | 2.9454 | 2.9455 | 2.9456 | 2.9457 | 2.9458 | 2.9459 | 2.946 | 2.9461 | 2.9462 | 2.9463 | 2.9463 | 2.9463 | 2.9463 | 2.9463 | 2.9463 | 2.9463 | 2.9463 | 2.9463 | 2.9463 | 2.9463 | 2.9463 | 2.9463 | 2.9463 | 2.9463 | 2.9463 | 2.9463 | 2.9463 | 2.9463 | 2.9463 | 2.9463 | 2.9463 | 2.9463 | 2.9463 | 2.9463 | 2.9463 | 2.9463 | 2.9463 | 2.9463 | 2.9463 | 2.9463 | 2.9463 | 2.9463 | 2.9463 | 2.9463 | 2.9463 | 2.9463 | 2.9463 | 2.9463 | 2.9463 | 2.9463 | 2.9463 | 2.9463 | 2.9463 | 2.9463 | 2.9463 | 2.9463 | 2.9463 | 2.9463 | 2.9463 | 2.9463 | 2.9463 | 2.9463 | 2.9463 | 2.9463 | 2.9463 | 2.9463 | 2.9463 | 2.9463 | 2.9463 | 2.9463 | 2.9463 | 2.9463 | 2.9463 | 2.9463 | 2.9463 | 2.9463 | 2.9463 | 2.9463 | 2.9463 | 2.9463 | 2.9463 | 2.9463 | 2.9463 | 2.9463 | 2.9463 | 2.9463 | 2.9463 | 2.9463 | 2.9463 | 2.9463 | 2.9463 | 2.9463 | 2.9463 | 2.9463 | 2.9463 | 2.9463 | 2.9463 | 2.9463 | 2.9463 | 2.9463 | 2.9463 | 2.9463 | 2.9463 | 2.9463 | 2.9463 | 2.9463 | 2.9463 | 2.9463 | 2.9463 | 2.9463 | 2.9463 | 2.9463 | 2.9463 | 2.9463 | 2.9463 | 2.9463 | 2.9463 | 2.9463 | 2.9463 | 2.9463 | 2.9463 | 2.9463 | 2.9463 | 2.9463 | 2.9463 | 2.9463 | 2.9463 | 2.9463 | 2.9463 | 2.9463 | 2.9463 | 2.9463 | 2.9463 | 2.9463 | 2.9463 | 2.9463 | 2.9463 | 2.9463 | 2.9463 | 2.9463 | 2.9463 | 2.9463 | 2.9463 | 2.9463 | 2.9463 | 2.9463 | 2.9463 | 2.9463 | 2.9463 | 2.9463 | 2.9463 | 2.9463 | 2.9463 | 2.9463 | 2.9463 | 2.9463 | 2.9463 | 2.9463 | 2.9463 | 2.9463 | 2.9463 | 2.9463 | 2.9463 | 2.9463 | 2.9463 | 2.9463 | 2.9463 | 2.9463 | 2.9463 | 2.9463 | 2.9463 | 2.9463 | 2.9463 | 2.9463 | 2.9463 | 2.9463 | 2.9463 | 2.9463 | 2.9463 | 2.9463 | 2.9463 | 2.9463 | 2.9463 | 2.9463 | 2.9463 | 2.9463 | 2.9463 | 2.9463 | 2.9463 | 2.9463 | 2.9463 | 2.9463 | 2.9463 | 2.9463 | 2.9463 | 2.9463 | 2.9463 | 2.9463 | 2.9463 | 2.9463 | 2.9463 | 2.9463 | 2.9463 | 2.9463 | 2.9463 | 2.9463 | 2.9463 | 2.9463 | 2.9463 | 2.9463 | 2.9463 | 2.9463 | 2.9463 | 2.9463 | 2.9463 | 2.9463 | 2.9463 | 2.9463 | 2.9463 | 2.9463 | 2.9463 | 2.9463 | 2.9463 | 2.9463 | 2.9463 | 2.9463 | 2.9463 | 2.9463 | 2.9463 | 2.9463 | 2.9463 | 2.9463 | 2.9463 | 2.9463 | 2.9463 | 2.9463 | 2.9463 | 2.9463 | 2.9463 | 2.9463 | 2.9463 | 2.9463 | 2.9463 | 2.9463 | 2.9463 | 2.9463 | 2.9463 | 2.9463 | 2.9463 | 2.9463 | 2.9463 | 2.9463 | 2.9463 | 2.9463 | 2.9463 | 2.9463 | 2.9463 | 2.9463 | 2.9463 | 2.9463 | 2.9463 | 2.9463 | 2.9463 | 2.9463 | 2.9463 | 2.9463 | 2.9463 | 2.9463 | 2.9463 | 2.9463 | 2.9463 | 2.9463 | 2.9463 | 2.9463 | 2.9463 | 2.9463 | 2.9463 | 2.9463 | 2.9463 | 2.9463 | 2.9463 | 2.9463 | 2.9463 | 2.9463 | 2.9463 | 2.9463 | 2.9463 | 2.9463 | 2.9463 | 2.9463 | 2.9463 | 2.9463 | 2.9463 | 2.9463 | 2.9463 | 2.9463 | 2.9463 | 2.9463 | 2.9463 | 2.9463 | 2.9463 | 2.9463 | 2.9463 | 2.9463 | 2.9463 | 2.9463 | 2.9463 | 2.9463 | 2.9463 | 2.9463 | 2.9463 | 2.9463 | 2.9463 | 2.9463 | 2.9463 | 2.9463 | 2.9463 | 2.9463 | 2.9463 | 2.9463 | 2.9463 | 2.9463 | 2.9463 | 2.9463 | 2.9463 | 2.9463 | 2.9463 | 2.9463 | 2.9463 | 2.9463 | 2.9463 | 2.9463 | 2.9463 | 2.9463 | 2.9463 | 2.9463 | 2.9463 | 2.9463 | 2.9463 | 2.9463 | 2.9463 | 2.9463 | 2.9463 | 2.9463 | 2.9463 | 2.9463 | 2.9463 | 2.9463 | 2.9463 | 2.9463 | 2.9463 | 2.9463 | 2.9463 | 2.9463 | 2.9463 | 2.9463 | 2.9463 | 2.9463 | 2.9463 | 2.9463 | 2.9463 | 2.9463 | 2.9463 | 2.9463 | 2.9463 | 2.9463 | 2.9463 | 2.9463 | 2.9463 | 2.9463 | 2.9463 | 2.9463 | 2.9463 | 2.9463 | 2.9463 | 2.9463 | 2.9463 | 2.9463 | 2.9463 | 2.9463 | 2.9463 | 2.9463 | 2.9463 | 2.9463 | 2.9463 | 2.9463 | 2.9463 | 2.9463 | 2.9463 | 2.9463 | 2.9463 | 2.9463 | 2.9463 | 2.9463 | 2.9463 | 2.9463 | 2.9463 | 2.9463 | 2.9463 | 2.9463 | 2.9463 | 2.9463 | 2.9463 | 2.9463 | 2.9463 | 2.9463 | 2.9463 | 2.9463 | 2.9463 | 2.9463 | 2.9463 | 2.9463 | 2.9463 | 2.9463 | 2.9463 | 2.9463 | 2.9463 | 2.9463 | 2.9463 | 2.9463 | 2.9463 | 2.9463 | 2.9463 | 2.9463 | 2.9463 | 2.9463 | 2.9463 | 2.9463 | 2.9463 | 2.9463 | 2.9463 | 2.9463 | 2.9463 | 2.9463 | 2.9463 | 2.9463 | 2.9463 | 2.9463 | 2.9463 | 2.9463 | 2.9463 | 2.9463 | 2.9463 | 2.9463 | 2.9463 | 2.9463 | 2.9463 | 2.9463 | 2.9463 | 2.9463 | 2.9463 | 2.9463 | 2.9463 | 2.9463 | 2.9463 | 2.9463 | 2.9463 | 2.9463 | 2.9463 | 2.9463 | 2.9463 | 2.9463 | 2.9463 | 2.9463 | 2.9463 | 2.9463 | 2.9463 | 2.9463 | 2.9463 | 2.9463 | 2.9463 | 2.9463 | 2.9463 | 2.9463 | 2.9463 | 2.9463 | 2.9463 | 2.9463 | 2.9463 | 2.9463 | 2.9463 | 2.9463 | 2.9463 | 2.9463 | 2.9463 | 2.9463 | 2.9463 | 2.9463 | 2.9463 | 2.9463 | 2.9463 | 2.9463 | 2.9463 | 2.9463 | 2.9463 | 2.9463 | 2.9463 | 2.9463 | 2.9463 | 2.9463 | 2.9463 | 2.9463 | 2.9463 | 2.9463 | 2.9463 | 2.9463 | 2.9463 | 2.9463 | 2.9463 | 2.9463 | 2.9463 | 2.9463 | 2.9463 | 2.9463 | 2.9463 | 2.9463 | 2.9463 | 2.9463 | 2.9463 | 2.9463 | 2.9463 | 2.9463 | 2.9463 | 2.9463 | 2.9463 | 2.9463 | 2.9463 | 2.9463 | 2.9463 | 2.9463 | 2.9463 | 2.9463 | 2.9463 | 2.9463 | 2.9463 | 2.9463 | 2.9463 | 2.9463 | 2.9463 | 2.9463 | 2.9463 | 2.9463 | 2.9463 | 2.9463 | 2.9463 | 2.9463 | 2.9463 | 2.9463 | 2.9463 | 2.9463 | 2.9463 | 2.9463 | 2.9463 | 2.9463 | 2.9463 | 2.9463 | 2.9463 | 2.9463 | 2.9463 | 2.9463 | 2.9463 | 2.9463 | 2.9463 | 2.9463 | 2.9463 | 2.9463 | 2.9463 | 2.9463 | 2.9463 | 2.9463 | 2.9463 | 2.9463 | 2.9463 | 2.9463 | 2.9463 | 2.9463 | 2.9463 | 2.9463 | 2.9463 | 2.9463 | 2.9463 | 2.9463 | 2.9463 | 2.9463 | 2.9463 | 2.9463 | 2.9463 | 2.9463 | 2.9463 | 2.9463 | 2.9463 | 2.9463 | 2.9463 | 2.9463 | 2.9463 | 2.9463 | 2.9463 | 2.9463 | 2.9463 | 2.9463 | 2.9463 | 2.9463 | 2.9463 | 2.9463 | 2.9463 | 2.9463 | 2.9463 | 2.9463 | 2.9463 | 2.9463 | 2.9463 | 2.9463 | 2.9463 | 2.9463 | 2.9463 | 2.9463 | 2.9463 | 2.9463 | 2.9463 | 2.9463 | 2.9463 | 2.9463 | 2.9463 | 2.9463 | 2.9463 | 2.9463 | 2.9463 | 2.9463 | 2.9463 | 2.9463 | 2.9463 | 2.9463 | 2.9463 | 2.9463 | 2.9463 | 2.9463 | 2.9463 | 2.9463 | 2.9463 | 2.9463 | 2.9463 | 2.9463 | 2.9463 | 2.9463 | 2.9463 | 2.9463 | 2.9463 | 2.9463 | 2.9463 | 2.9463 | 2.9463 | 2.9463 | 2.9463 | 2.9463 | 2.9463 | 2.9463 | 2.9463 | 2.9463 | 2.9463 | 2.9463 | 2.9463 | 2.9463 | 2.9463 | 2.9463 | 2.9463 | 2.9463 | 2.9463 | 2.9463 | 2.9463 | 2.9463 | 2.9463 | 2.9463 | 2.9463 | 2.9463 | 2.9463 | 2.9463 | 2.9463 | 2.9463 | 2.9463 | 2.9463 | 2.9463 | 2.9463 | 2.9463 | 2.9463 | 2.9463 | 2.9463 | 2.9463 | 2.9463 | 2.9463 | 2.9463 | 2.9463 | 2.9463 | 2.9463 | 2.9463 | 2.9463 | 2.9463 | 2.9463 | 2.9463 | 2.9463 | 2.9463 | 2.9463 | 2.9463 | 2.9463 | 2.9463 | 2.9463 | 2.9463 | 2.9463 | 2.9463 | 2.9463 | 2.9463 | 2.9463 | 2.9463 | 2.9463 | 2.9463 | 2.9463 | 2.9463 | 2.9463 | 2.9463 | 2.9463 | 2.9463 | 2.9463 | 2.9463 | 2.9463 | 2.9463 | 2.9463 | 2.9463 | 2.9463 | 2.9463 | 2.9463 | 2.9463 | 2.9463 | 2.9463 | 2.9463 | 2.9463 | 2.9463 | 2.9463 | 2.9463 | 2.9463 | 2.9463 | 2.9463 | 2.9463 | 2.9463 | 2.9463 | 2.9463 | 2.9463 | 2.9463 | 2.9463 | 2.9463 | 2.9463 | 2.9463 | 2.9463 | 2.9463 | 2.9463 | 2.9463 | 2.9463 | 2.9463 | 2.9463 | 2.9463 | 2.9463 | 2.9463 | 2.9463 | 2.9463 | 2.9463 | 2.9463 | 2.9463 | 2.9463 | 2.9463 | 2.9463 | 2.9463 | 2.9463 | 2.9463 | 2.9463 | 2.9463 | 2.9463 | 2.9463 | 2.9463 | 2.9463 | 2.9463 | 2.9463 | 2.9463 | 2.9463 | 2.9463 | 2.9463 | 2.9463 | 2.9463 | 2.9463 | 2.9463 | 2.9463 | 2.9463 | 2.9463 | 2.9463 | 2.9463 | 2.9463 | 2.9463 | 2.9463 | 2.9463 | 2.9463 | 2.9463 | 2.9463 | 2.9463 | 2.9463 | 2.9463 | 2.9463 | 2.9463 | 2.9463 | 2.9463 | 2.9463 | 2.9463 | 2.9463 | 2.9463 | 2.9463 | 2.9463 | 2.9463 | 2.9463 | 2.9463 | 2.9463 | 2.9463 | 2.9463 | 2.9463 | 2.9463 | 2.9463 | 2.9463 | 2.9463 | 2.9463 | 2.9463 | 2.9463 | 2.9463 | 2.9463 | 2.9463 | 2.9463 | 2.9463 | 2.9463 | 2.9463 | 2.9463 | 2.9463 | 2.9463 | 2.9463 | 2.9463 | 2.9463 | 2.9463 | 2.9463 | 2.9463 | 2.9463 | 2.9463 | 2.9463 | 2.9463 | 2.9463 | 2.9463 | 2.9463 | 2.9463 | 2.9463 | 2.9463 | 2.9463 | 2.9463 | 2.9463 | 2.9463 | 2.9463 | 2.9463 | 2.9463 | 2.9463 | 2.9463 | 2.9463 | 2.9463 | 2.9463 | 2.9463 | 2.9463 | 2.9463 | 2.9463 | 2.9463 | 2.9463 | 2.9463 | 2.9463 | 2.9463 | 2.9463 | 2.9463 | 2.9463 | 2.9463 | 2.9463 | 2.9463 | 2.9463 | 2.9463 | 2.9463 | 2.9463 | 2.9463 | 2.9463 | 2.9463 | 2.9463 | 2.9463 | 2.9463 | 2.9463 | 2.9463 | 2.9463 | 2.9463 | 2.9463 | 2.9463 | 2.9463 | 2.9463 | 2.9463 | 2.9463 | 2.9463 | 2.9463 | 2.9463 | 2.9463 | 2.9463 | 2.9463 | 2.9463 | 2.9463 | 2.9463 | 2.9463 | 2.9463 | 2.9463 | 2.9463 | 2.9463 | 2.9463 | 2.9463 | 2.9463 | 2.9463 | 2.9463 | 2.9463 | 2.9463 | 2.9463 | 2.9463 | 2.9463 | 2.9463 | 2.9463 | 2.9463 | 2.9463 | 2.9463 | 2.9463 | 2.9463 | 2.9463 | 2.9463 | 2.9463 | 2.9463 | 2.9463 | 2.9463 | 2.9463 | 2.9463 | 2.9463 | 2.9463 | 2.9463 | 2.9463 | 2.9463 | 2.9463 | 2.9463 | 2.9463 | 2.9463 | 2.9463 | 2.9463 | 2.9463 | 2.9463 | 2.9463 | 2.9463 | 2.9463 | 2.9463 | 2.9463 | 2.9463 | 2.9463 | 2.9463 | 2.9463 | 2.9463 | 2.9463 | 2.9463 | 2.9463 | 2.9463 | 2.9463 | 2.9463 | 2.9463 | 2.9463 | 2.9463 | 2.9463 | 2.9463 | 2.9463 | 2.9463 | 2.9463 | 2.9463 | 2.9463 | 2.9463 | 2.9463 | 2.9463 | 2.9463 | 2.9463 | 2.9463 | 2.9463 | 2.9463 | 2.9463 | 2.9463 | 2.9463 | 2.9463 | 2.9463 | 2.9463 | 2.9463 | 2.9463 | 2.9463 | 2.9463 | 2.9463 | 2.9463 | 2.9463 | 2.9463 | 2.9463 | 2.9463 | 2.9463 | 2.9463 | 2.9463 | 2.9463 | 2.9463 | 2.9463 | 2.9463 | 2.9463 | 2.9463 | 2.9463 | 2.9463 | 2.9463 | 2.9463 | 2.9463 | 2.9463 | 2.9463 | 2.9463 | 2.9463 | 2.9463 | 2.9463 | 2.9463 | 2.9463 | 2.9463 | 2.9463 | 2.9463 | 2.9463 | 2.9463 | 2.9463 | 2.9463 | 2.9463 | 2.9463 | 2.9463 | 2.9463 | 2.9463 | 2.9463 | 2.9463 | 2.9463 | 2.9463 | 2.9463 | 2.9463 | 2.9463 | 2.9463 | 2.9463 | 2.9463 | 2.9463 | 2.9463 | 2.9463 | 2.9463 | 2.9463 | 2.9463 | 2.9463 | 2.9463 | 2.9463 | 2.9463 | 2.9463 | 2.9463 | 2.9463 | 2.9463 | 2.9463 | 2.9463 | 2.9463 | 2.9463 | 2.9463 | 2.9463 | 2.9463 | 2.9463 | 2.9463 | 2.9463 | 2.9463 | 2.9463 | 2.9463 | 2.9463 | 2.9463 | 2.9463 | 2.9463 | 2.9463 | 2.9463 | 2.9463 | 2.9463 | 2.9463 | 2.9463 | 2.9463 | 2.9463 | 2.9463 | 2.9463 | 2.9463 | 2.9463 | 2.9463 | 2.9463 | 2.9463 | 2.9463 | 2.9463 | 2.9463 | 2.9463 | 2.9463 | 2.9463 | 2.9463 | 2.9463 | 2.9463 | 2.9463 | 2.9463 | 2.9463 | 2.9463 | 2.9463 | 2.9463 | 2.9463 | 2.9463 | 2.9463 | 2.9463 | 2.9463 | 2.9463 | 2.9463 | 2.9463 | 2.9463 | 2.9463 | 2.9463 | 2.9463 | 2.9463 | 2.9463 | 2.9463 | 2.9463 | 2.9463 | 2.9463 | 2.9463 | 2.9463 | 2.9463 | 2.9463 | 2.9463 | 2.9463 | 2.9463 | 2.9463 | 2.9463 | 2.9463 | 2.9463 | 2.9463 | 2.9463 | 2.9463 | 2.9463 | 2.9463 | 2.9463 | 2.9463 | 2.9463 | 2.9463 | 2.9463 | 2.9463 | 2.9463 | 2.9463 | 2.9463 | 2.9463 | 2.9463 | 2.9463 | 2.9463 | 2.9463 | 2.9463 | 2.9463 | 2.9463 | 2.9463 | 2.9463 | 2.9463 | 2.9463 | 2.9463 | 2.9463 | 2.9463 | 2.9463 | 2.9463 | 2.9463 | 2.9463 | 2.9463 | 2.9463 | 2.9463 | 2.9463 | 2.9463 | 2.9463 | 2.9463 | 2.9463 | 2.9463 | 2.9463 | 2.9463 | 2.9463 | 2.9463 | 2.9463 | 2.9463 | 2.9463 | 2.9463 | 2.9463 | 2.9463 | 2.9463 | 2.9463 | 2.9463 | 2.9463 | 2.9463 | 2.9463 | 2.9463 | 2.9463 | 2.9463 | 2.9463 | 2.9463 | 2.9463 | 2.9463 | 2.9463 | 2.9463 | 2.9463 | 2.9463 | 2.9463 | 2.9463 | 2.9463 | 2.9463 | 2.9463 | 2.9463 | 2.9463 | 2.9463 | 2.9463 | 2.9463 | 2.9463 | 2.9463 | 2.9463 | 2.9463 | 2.9463 | 2.9463 | 2.9463 | 2.9463 | 2.9463 | 2.9463 | 2.9463 | 2.9463 | 2.9463 | 2.9463 | 2.9463 | 2.9463 | 2.9463 | 2.9463 | 2.9463 | 2.9463 | 2.9463 | 2.9463 | 2.9463 | 2.9463 | 2.9463 | 2.9463 | 2.9463 | 2.9463 | 2.9463 | 2.9463 | 2.9463 | 2.9463 | 2.9463 | 2.9463 | 2.9463 | 2.9463 | 2.9463 | 2.9463 | 2.9463 | 2.9463 | 2.9463 | 2.9463 | 2.9463 | 2.9463 | 2.9463 | 2.9463 | 2.9463 | 2.9463 | 2.9463 | 2.9463 | 2.9463 | 2.9463 | 2.9463 | 2.9463 | 2.9463 | 2.9463 | 2.9463 | 2.9463 | 2.9463 | 2.9463 | 2.9463 | 2.9463 | 2.9463 | 2.9463 | 2.9463 | 2.9463 | 2.9463 | 2.9463 | 2.9463 | 2.9463 | 2.9463 | 2.9463 | 2.9463 | 2.9463 | 2.9463 | 2.9463 | 2.9463 | 2.9463
Conductive Absorption Rate | W | Ak | 4.1233 | 4.1214 | 4.1195 | 4.1175 | 4.1156 | 4.1136 | 4.1117 | 4.1098 | 4.1078 | 4.1059 | 4.104 | 4.102 | 4.1001 | 4.0981 | 4.0962 | 4.0942 | 4.0923 | 4.0904 | 4.0884 | 4.0865 | 4.0845 | 4.0826 | 4.0806 | 4.0787 | 4.0767 | 4.0748 | 4.0729 | 4.0709 | 4.069 | 4.067 | 4.0651 | 4.0631 | 4.0612 | 4.0592 | 4.0573 | 4.0553 | 4.0534 | 4.0514 | 4.0495 | 4.0475 | 4.0455 | 4.0436 | 4.0416 | 4.0397 | 4.0377 | 4.0358 | 4.0338 | 4.0319 | 4.0299 | 4.0279 | 4.026 | 4.024 | 4.0221 | 4.0201 | 4.0182 | 4.0162 | 4.0142 | 4.0123 | 4.0103 | 4.0084 | 4.0064 | 4.0044 | 4.0025 | 4.0005 | 3.9985 | 3.9966 | 3.9946 | 3.9926 | 3.9907 | 3.9887 | 3.9867 | 3.9848 | 3.9828 | 3.9809 | 3.9789 | 3.9769 | 3.9749 | 3.973 | 3.971 | 3.971 | 3.971 | 3.971 | 3.971 | 3.971 | 3.971 | 3.971 | 3.971 | 3.971 | 3.971 | 3.971 | 3.971 | 3.971 | 3.971 | 3.971 | 3.971 | 3.971 | 3.971 | 3.971 | 3.971 | 3.971 | 3.971 | 3.971 | 3.971 | 3.971 | 3.971 | 3.971 | 3.971 | 3.971 | 3.971 | 3.971 | 3.971 | 3.971 | 3.971 | 3.971 | 3.971 | 3.971 | 3.971 | 3.971 | 3.971 | 3.971 | 3.971 | 3.971 | 3.971 | 3.971 | 3.971 | 3.971 | 3.971 | 3.971 | 3.971 | 3.971 | 3.971 | 3.971 | 3.971 | 3.971 | 3.971 | 3.971 | 3.971 | 3.971 | 3.971 | 3.971 | 3.971 | 3.971 | 3.971 | 3.971 | 3.971 | 3.971 | 3.971 | 3.971 | 3.971 | 3.971 | 3.971 | 3.971 | 3.971 | 3.971 | 3.971 | 3.971 | 3.971 | 3.971 | 3.971 | 3.971 | 3.971 | 3.971 | 3.971 | 3.971 | 3.971 | 3.971 | 3.971 | 3.971 | 3.971 | 3.971 | 3.971 | 3.971 | 3.971 | 3.971 | 3.971 | 3.971 | 3.971 | 3.971 | 3.971 | 3.971 | 3.971 | 3.971 | 3.971 | 3.971 | 3.971 | 3.971 | 3.971 | 3.971 | 3.971 | 3.971 | 3.971 | 3.971 | 3.971 | 3.971 | 3.971 | 3.971 | 3.971 | 3.971 | 3.971 | 3.971 | 3.971 | 3.971 | 3.971 | 3.971 | 3.971 | 3.971 | 3.971 | 3.971 | 3.971 | 3.971 | 3.971 | 3.971 | 3.971 | 3.971 | 3.971 | 3.971 | 3.971 | 3.971 | 3.971 | 3.971 | 3.971 | 3.971 | 3.971 | 3.971 | 3.971 | 3.971 | 3.971 | 3.971 | 3.971 | 3.971 | 3.971 | 3.971 | 3.971 | 3.971 | 3.971 | 3.971 | 3.971 | 3.971 | 3.971 | 3.971 | 3.971 | 3.971 | 3.971 | 3.971 | 3.971 | 3.971 | 3.971 | 3.971 | 3.971 | 3.971 | 3.971 | 3.971 | 3.971 | 3.971 | 3.971 | 3.971 | 3.971 | 3.971 | 3.971 | 3.971 | 3.971 | 3.971 | 3.971 | 3.971 | 3.971 | 3.971 | 3.971 | 3.971 | 3.971 | 3.971 | 3.971 | 3.971 | 3.971 | 3.971 | 3.971 | 3.971 | 3.971 | 3.971 | 3.971 | 3.971 | 3.971 | 3.971 | 3.971 | 3.971 | 3.971 | 3.971 | 3.971 | 3.971 | 3.971 | 3.971 | 3.971 | 3.971 | 3.971 | 3.971 | 3.971 | 3.971 | 3.971 | 3.971 | 3.971 | 3.971 | 3.971 | 3.971 | 3.971 | 3.971 | 3.971 | 3.971 | 3.971 | 3.971 | 3.971 | 3.971 | 3.971 | 3.971 | 3.971 | 3.971 | 3.971 | 3.971 | 3.971 | 3.971 | 3.971 | 3.971 | 3.971 | 3.971 | 3.971 | 3.971 | 3.971 | 3.971 | 3.971 | 3.971 | 3.971 | 3.971 | 3.971 | 3.971 | 3.971 | 3.971 | 3.971 | 3.971 | 3.971 | 3.971 | 3.971 | 3.971 | 3.971 | 3.971 | 3.971 | 3.971 | 3.971 | 3.971 | 3.971 | 3.971 | 3.971 | 3.971 | 3.971 | 3.971 | 3.971 | 3.971 | 3.971 | 3.971 | 3.971 | 3.971 | 3.971 | 3.971 | 3.971 | 3.971 | 3.971 | 3.971 | 3.971 | 3.971 | 3.971 | 3.971 | 3.971 | 3.971 | 3.971 | 3.971 | 3.971 | 3.971 | 3.971 | 3.971 | 3.971 | 3.971 | 3.971 | 3.971 | 3.971 | 3.971 | 3.971 | 3.971 | 3.971 | 3.971 | 3.971 | 3.971 | 3.971 | 3.971 | 3.971 | 3.971 | 3.971 | 3.971 | 3.971 | 3.971 | 3.971 | 3.971 | 3.971 | 3.971 | 3.971 | 3.971 | 3.971 | 3.971 | 3.971 | 3.971 | 3.971 | 3.971 | 3.971 | 3.971 | 3.971 | 3.971 | 3.971 | 3.971 | 3.971 | 3.971 | 3.971 | 3.971 | 3.971 | 3.971 | 3.971 | 3.971 | 3.971 | 3.971 | 3.971 | 3.971 | 3.971 | 3.971 | 3.971 | 3.971 | 3.971 | 3.971 | 3.971 | 3.971 | 3.971 | 3.971 | 3.971 | 3.971 | 3.971 | 3.971 | 3.971 | 3.971 | 3.971 | 3.971 | 3.971 | 3.971 | 3.971 | 3.971 | 3.971 | 3.971 | 3.971 | 3.971 | 3.971 | 3.971 | 3.971 | 3.971 | 3.971 | 3.971 | 3.971 | 3.971 | 3.971 | 3.971 | 3.971 | 3.971 | 3.971 | 3.971 | 3.971 | 3.971 | 3.971 | 3.971 | 3.971 | 3.971 | 3.971 | 3.971 | 3.971 | 3.971 | 3.971 | 3.971 | 3.971 | 3.971 | 3.971 | 3.971 | 3.971 | 3.971 | 3.971 | 3.971 | 3.971 | 3.971 | 3.971 | 3.971 | 3.971 | 3.971 | 3.971 | 3.971 | 3.971 | 3.971 | 3.971 | 3.971 | 3.971 | 3.971 | 3.971 | 3.971 | 3.971 | 3.971 | 3.971 | 3.971 | 3.971 | 3.971 | 3.971 | 3.971 | 3.971 | 3.971 | 3.971 | 3.971 | 3.971 | 3.971 | 3.971 | 3.971 | 3.971 | 3.971 | 3.971 | 3.971 | 3.971 | 3.971 | 3.971 | 3.971 | 3.971 | 3.971 | 3.971 | 3.971 | 3.971 | 3.971 | 3.971 | 3.971 | 3.971 | 3.971 | 3.971 | 3.971 | 3.971 | 3.971 | 3.971 | 3.971 | 3.971 | 3.971 | 3.971 | 3.971 | 3.971 | 3.971 | 3.971 | 3.971 | 3.971 | 3.971 | 3.971 | 3.971 | 3.971 | 3.971 | 3.971 | 3.971 | 3.971 | 3.971 | 3.971 | 3.971 | 3.971 | 3.971 | 3.971 | 3.971 | 3.971 | 3.971 | 3.971 | 3.971 | 3.971 | 3.971 | 3.971 | 3.971 | 3.971 | 3.971 | 3.971 | 3.971 | 3.971 | 3.971 | 3.971 | 3.971 | 3.971 | 3.971 | 3.971 | 3.971 | 3.971 | 3.971 | 3.971 | 3.971 | 3.971 | 3.971 | 3.971 | 3.971 | 3.971 | 3.971 | 3.971 | 3.971 | 3.971 | 3.971 | 3.971 | 3.971 | 3.971 | 3.971 | 3.971 | 3.971 | 3.971 | 3.971 | 3.971 | 3.971 | 3.971 | 3.971 | 3.971 | 3.971 | 3.971 | 3.971 | 3.971 | 3.971 | 3.971 | 3.971 | 3.971 | 3.971 | 3.971 | 3.971 | 3.971 | 3.971 | 3.971 | 3.971 | 3.971 | 3.971 | 3.971 | 3.971 | 3.971 | 3.971 | 3.971 | 3.971 | 3.971 | 3.971 | 3.971 | 3.971 | 3.971 | 3.971 | 3.971 | 3.971 | 3.971 | 3.971 | 3.971 | 3.971 | 3.971 | 3.971 | 3.971 | 3.971 | 3.971 | 3.971 | 3.971 | 3.971 | 3.971 | 3.971 | 3.971 | 3.971 | 3.971 | 3.971 | 3.971 | 3.971 | 3.971 | 3.971 | 3.971 | 3.971 | 3.971 | 3.971 | 3.971 | 3.971 | 3.971 | 3.971 | 3.971 | 3.971 | 3.971 | 3.971 | 3.971 | 3.971 | 3.971 | 3.971 | 3.971 | 3.971 | 3.971 | 3.971 | 3.971 | 3.971 | 3.971 | 3.971 | 3.971 | 3.971 | 3.971 | 3.971 | 3.971 | 3.971 | 3.971 | 3.971 | 3.971 | 3.971 | 3.971 | 3.971 | 3.971 | 3.971 | 3.971 | 3.971 | 3.971 | 3.971 | 3.971 | 3.971 | 3.971 | 3.971 | 3.971 | 3.971 | 3.971 | 3.971 | 3.971 | 3.971 | 3.971 | 3.971 | 3.971 | 3.971 | 3.971 | 3.971 | 3.971 | 3.971 | 3.971 | 3.971 | 3.971 | 3.971 | 3.971 | 3.971 | 3.971 | 3.971 | 3.971 | 3.971 | 3.971 | 3.971 | 3.971 | 3.971 | 3.971 | 3.971 | 3.971 | 3.971 | 3.971 | 3.971 | 3.971 | 3.971 | 3.971 | 3.971 | 3.971 | 3.971 | 3.971 | 3.971 | 3.971 | 3.971 | 3.971 | 3.971 | 3.971 | 3.971 | 3.971 | 3.971 | 3.971 | 3.971 | 3.971 | 3.971 | 3.971 | 3.971 | 3.971 | 3.971 | 3.971 | 3.971 | 3.971 | 3.971 | 3.971 | 3.971 | 3.971 | 3.971 | 3.971 | 3.971 | 3.971 | 3.971 | 3.971 | 3.971 | 3.971 | 3.971 | 3.971 | 3.971 | 3.971 | 3.971 | 3.971 | 3.971 | 3.971 | 3.971 | 3.971 | 3.971 | 3.971 | 3.971 | 3.971 | 3.971 | 3.971 | 3.971 | 3.971 | 3.971 | 3.971 | 3.971 | 3.971 | 3.971 | 3.971 | 3.971 | 3.971 | 3.971 | 3.971 | 3.971 | 3.971 | 3.971 | 3.971 | 3.971 | 3.971 | 3.971 | 3.971 | 3.971 | 3.971 | 3.971 | 3.971 | 3.971 | 3.971 | 3.971 | 3.971 | 3.971 | 3.971 | 3.971 | 3.971 | 3.971 | 3.971 | 3.971 | 3.971 | 3.971 | 3.971 | 3.971 | 3.971 | 3.971 | 3.971 | 3.971 | 3.971 | 3.971 | 3.971 | 3.971 | 3.971 | 3.971 | 3.971 | 3.971 | 3.971 | 3.971 | 3.971 | 3.971 | 3.971 | 3.971 | 3.971 | 3.971 | 3.971 | 3.971 | 3.971 | 3.971 | 3.971 | 3.971 | 3.971 | 3.971 | 3.971 | 3.971 | 3.971 | 3.971 | 3.971 | 3.971 | 3.971 | 3.971 | 3.971 | 3.971 | 3.971 | 3.971 | 3.971 | 3.971 | 3.971 | 3.971 | 3.971 | 3.971 | 3.971 | 3.971 | 3.971 | 3.971 | 3.971 | 3.971 | 3.971 | 3.971 | 3.971 | 3.971 | 3.971 | 3.971 | 3.971 | 3.971 | 3.971 | 3.971 | 3.971 | 3.971 | 3.971 | 3.971 | 3.971 | 3.971 | 3.971 | 3.971 | 3.971 | 3.971 | 3.971 | 3.971 | 3.971 | 3.971 | 3.971 | 3.971 | 3.971 | 3.971 | 3.971 | 3.971 | 3.971 | 3.971 | 3.971 | 3.971 | 3.971 | 3.971 | 3.971 | 3.971 | 3.971 | 3.971 | 3.971 | 3.971 | 3.971 | 3.971 | 3.971 | 3.971 | 3.971 | 3.971 | 3.971 | 3.971 | 3.971 | 3.971 | 3.971 | 3.971 | 3.971 | 3.971 | 3.971 | 3.971 | 3.971 | 3.971 | 3.971 | 3.971 | 3.971 | 3.971 | 3.971 | 3.971 | 3.971 | 3.971 | 3.971 | 3.971 | 3.971 | 3.971 | 3.971 | 3.971 | 3.971 | 3.971 | 3.971 | 3.971 | 3.971 | 3.971 | 3.971 | 3.971 | 3.971 | 3.971 | 3.971 | 3.971 | 3.971 | 3.971 | 3.971 | 3.971 | 3.971 | 3.971 | 3.971 | 3.971 | 3.971 | 3.971 | 3.971 | 3.971 | 3.971 | 3.971 | 3.971 | 3.971 | 3.971 | 3.971 | 3.971 | 3.971 | 3.971 | 3.971 | 3.971 | 3.971 | 3.971 | 3.971 | 3.971 | 3.971 | 3.971 | 3.971 | 3.971 | 3.971 | 3.971 | 3.971 | 3.971 | 3.971 | 3.971 | 3.971 | 3.971 | 3.971 | 3.971 | 3.971 | 3.971 | 3.971 | 3.971 | 3.971 | 3.971 | 3.971 | 3.971 | 3.971 | 3.971 | 3.971 | 3.971 | 3.971 | 3.971 | 3.971 | 3.971 | 3.971 | 3.971 | 3.971 | 3.971 | 3.971 | 3.971 | 3.971 | 3.971 | 3.971 | 3.971 | 3.971 | 3.971 | 3.971 | 3.971 | 3.971 | 3.971 | 3.971 | 3.971 | 3.971 | 3.971 | 3.971 | 3.971 | 3.971 | 3.971 | 3.971 | 3.971 | 3.971 | 3.971 | 3.971 | 3.971 | 3.971 | 3.971 | 3.971 | 3.971 | 3.971 | 3.971 | 3.971 | 3.971 | 3.971 | 3.971 | 3.971 | 3.971 | 3.971 | 3.971 | 3.971 | 3.971 | 3.971 | 3.971 | 3.971 | 3.971 | 3.971 | 3.971 | 3.971 | 3.971 | 3.971 | 3.971 | 3.971 | 3.971 | 3.971 | 3.971 | 3.971 | 3.971 | 3.971 | 3.971 | 3.971 | 3.971 | 3.971 | 3.971 | 3.971 | 3.971 | 3.971 | 3.971 | 3.971 | 3.971 | 3.971 | 3.971 | 3.971 | 3.971 | 3.971 | 3.971 | 3.971 | 3.971 | 3.971 | 3.971 | 3.971 | 3.971 | 3.971 | 3.971 | 3.971 | 3.971 | 3.971 | 3.971 | 3.971 | 3.971 | 3.971 | 3.971 | 3.971 | 3.971 | 3.971 | 3.971 | 3.971 | 3.971 | 3.971 | 3.971 | 3.971 | 3.971 | 3.971 | 3.971 | 3.971 | 3.971 | 3.971 | 3.971 | 3.971 | 3.971 | 3.971 | 3.971 | 3.971 | 3.971 | 3.971 | 3.971 | 3.971 | 3.971 | 3.971 | 3.971 | 3.971 | 3.971 | 3.971 | 3.971 | 3.971 | 3.971 | 3.971 | 3.971 | 3.971 | 3.971 | 3.971 | 3.971 | 3.971 | 3.971 | 3.971 | 3.971 | 3.971 | 3.971 | 3.971 | 3.971 | 3.971 | 3.971 | 3.971 | 3.971 | 3.971 | 3.971 | 3.971 | 3.971 | 3.971 | 3.971 | 3.971 | 3.971 | 3.971 | 3.971 | 3.971 | 3.971 | 3.971 | 3.971 | 3.971 | 3.971 | 3.971 | 3.971 | 3.971 | 3.971 | 3.971 | 3.971 | 3.971 | 3.971 | 3.971 | 3.971 | 3.971 | 3.971 | 3.971 | 3.971 | 3.971 | 3.971 | 3.971 | 3.971 | 3.971 | 3.971 | 3.971 | 3.971 | 3.971 | 3.971 | 3.971 | 3.971 | 3.971 | 3.971 | 3.971 | 3.971 | 3.971 | 3.971 | 3.971 | 3.971 | 3.971 | 3.971 | 3.971 | 3.971 | 3.971 | 3.971 | 3.971 | 3.971 | 3.971 | 3.971 | 3.971 | 3.971 | 3.971 | 3.971 | 3.971 | 3.971 | 3.971 | 3.971 | 3.971 | 3.971 | 3.971 | 3.971 | 3.971 | 3.971 | 3.971 | 3.971 | 3.971 | 3.971 | 3.971 | 3.971 | 3.971 | 3.971 | 3.971 | 3.971 | 3.971 | 3.971 | 3.971 | 3.971 | 3.971 | 3.971 | 3.971 | 3.971 | 3.971 | 3.971 | 3.971 | 3.971 | 3.971 | 3.971 | 3.971 | 3.971 | 3.971 | 3.971 | 3.971 | 3.971 | 3.971 | 3.971 | 3.971 | 3.971 | 3.971 | 3.971 | 3.971 | 3.971 | 3.971 | 3.971 | 3.971 | 3.971 | 3.971 | 3.971 | 3.971 | 3.971 | 3.971 | 3.971 | 3.971 | 3.971 | 3.971 | 3.971 | 3.971 | 3.971 | 3.971 | 3.971 | 3.971 | 3.971 | 3.971 | 3.971 | 3.971 | 3.971 | 3.971 | 3.971 | 3.971 | 3.971 | 3.971 | 3.971 | 3.971 | 3.971 | 3.971 | 3.971 | 3.971 | 3.971 | 3.971 | 3.971 | 3.971 | 3.971 | 3.971 | 3.971 | 3.971 | 3.971 | 3.971 | 3.971 | 3.971 | 3.971 | 3.971 | 3.971 | 3.971 | 3.971 | 3.971 | 3.971 | 3.971 | 3.971 | 3.971 | 3.971 | 3.971 | 3.971 | 3.971 | 3.971 | 3.971 | 3.971 | 3.971 | 3.971
Total Absorption Rate | W | A | 7.0568 | 7.0551 | 7.0534 | 7.0517 | 7.05 | 7.0483 | 7.0465 | 7.0448 | 7.0431 | 7.0414 | 7.0397 | 7.0379 | 7.0362 | 7.0345 | 7.0328 | 7.031 | 7.0293 | 7.0276 | 7.0258 | 7.0241 | 7.0223 | 7.0206 | 7.0188 | 7.0171 | 7.0153 | 7.0136 | 7.0118 | 7.01 | 7.0083 | 7.0065 | 7.0048 | 7.003 | 7.0012 | 6.9994 | 6.9977 | 6.9959 | 6.9941 | 6.9923 | 6.9905 | 6.9887 | 6.987 | 6.9852 | 6.9834 | 6.9816 | 6.9798 | 6.978 | 6.9762 | 6.9744 | 6.9726 | 6.9708 | 6.9689 | 6.9671 | 6.9653 | 6.9635 | 6.9617 | 6.9598 | 6.958 | 6.9562 | 6.9544 | 6.9525 | 6.9507 | 6.9489 | 6.947 | 6.9452 | 6.9433 | 6.9415 | 6.9397 | 6.9378 | 6.936 | 6.9341 | 6.9323 | 6.9304 | 6.9285 | 6.9267 | 6.9248 | 6.9229 | 6.9211 | 6.9192 | 6.9173 | 6.9173 | 6.9173 | 6.9173 | 6.9173 | 6.9173 | 6.9173 | 6.9173 | 6.9173 | 6.9173 | 6.9173 | 6.9173 | 6.9173 | 6.9173 | 6.9173 | 6.9173 | 6.9173 | 6.9173 | 6.9173 | 6.9173 | 6.9173 | 6.9173 | 6.9173 | 6.9173 | 6.9173 | 6.9173 | 6.9173 | 6.9173 | 6.9173 | 6.9173 | 6.9173 | 6.9173 | 6.9173 | 6.9173 | 6.9173 | 6.9173 | 6.9173 | 6.9173 | 6.9173 | 6.9173 | 6.9173 | 6.9173 | 6.9173 | 6.9173 | 6.9173 | 6.9173 | 6.9173 | 6.9173 | 6.9173 | 6.9173 | 6.9173 | 6.9173 | 6.9173 | 6.9173 | 6.9173 | 6.9173 | 6.9173 | 6.9173 | 6.9173 | 6.9173 | 6.9173 | 6.9173 | 6.9173 | 6.9173 | 6.9173 | 6.9173 | 6.9173 | 6.9173 | 6.9173 | 6.9173 | 6.9173 | 6.9173 | 6.9173 | 6.9173 | 6.9173 | 6.9173 | 6.9173 | 6.9173 | 6.9173 | 6.9173 | 6.9173 | 6.9173 | 6.9173 | 6.9173 | 6.9173 | 6.9173 | 6.9173 | 6.9173 | 6.9173 | 6.9173 | 6.9173 | 6.9173 | 6.9173 | 6.9173 | 6.9173 | 6.9173 | 6.9173 | 6.9173 | 6.9173 | 6.9173 | 6.9173 | 6.9173 | 6.9173 | 6.9173 | 6.9173 | 6.9173 | 6.9173 | 6.9173 | 6.9173 | 6.9173 | 6.9173 | 6.9173 | 6.9173 | 6.9173 | 6.9173 | 6.9173 | 6.9173 | 6.9173 | 6.9173 | 6.9173 | 6.9173 | 6.9173 | 6.9173 | 6.9173 | 6.9173 | 6.9173 | 6.9173 | 6.9173 | 6.9173 | 6.9173 | 6.9173 | 6.9173 | 6.9173 | 6.9173 | 6.9173 | 6.9173 | 6.9173 | 6.9173 | 6.9173 | 6.9173 | 6.9173 | 6.9173 | 6.9173 | 6.9173 | 6.9173 | 6.9173 | 6.9173 | 6.9173 | 6.9173 | 6.9173 | 6.9173 | 6.9173 | 6.9173 | 6.9173 | 6.9173 | 6.9173 | 6.9173 | 6.9173 | 6.9173 | 6.9173 | 6.9173 | 6.9173 | 6.9173 | 6.9173 | 6.9173 | 6.9173 | 6.9173 | 6.9173 | 6.9173 | 6.9173 | 6.9173 | 6.9173 | 6.9173 | 6.9173 | 6.9173 | 6.9173 | 6.9173 | 6.9173 | 6.9173 | 6.9173 | 6.9173 | 6.9173 | 6.9173 | 6.9173 | 6.9173 | 6.9173 | 6.9173 | 6.9173 | 6.9173 | 6.9173 | 6.9173 | 6.9173 | 6.9173 | 6.9173 | 6.9173 | 6.9173 | 6.9173 | 6.9173 | 6.9173 | 6.9173 | 6.9173 | 6.9173 | 6.9173 | 6.9173 | 6.9173 | 6.9173 | 6.9173 | 6.9173 | 6.9173 | 6.9173 | 6.9173 | 6.9173 | 6.9173 | 6.9173 | 6.9173 | 6.9173 | 6.9173 | 6.9173 | 6.9173 | 6.9173 | 6.9173 | 6.9173 | 6.9173 | 6.9173 | 6.9173 | 6.9173 | 6.9173 | 6.9173 | 6.9173 | 6.9173 | 6.9173 | 6.9173 | 6.9173 | 6.9173 | 6.9173 | 6.9173 | 6.9173 | 6.9173 | 6.9173 | 6.9173 | 6.9173 | 6.9173 | 6.9173 | 6.9173 | 6.9173 | 6.9173 | 6.9173 | 6.9173 | 6.9173 | 6.9173 | 6.9173 | 6.9173 | 6.9173 | 6.9173 | 6.9173 | 6.9173 | 6.9173 | 6.9173 | 6.9173 | 6.9173 | 6.9173 | 6.9173 | 6.9173 | 6.9173 | 6.9173 | 6.9173 | 6.9173 | 6.9173 | 6.9173 | 6.9173 | 6.9173 | 6.9173 | 6.9173 | 6.9173 | 6.9173 | 6.9173 | 6.9173 | 6.9173 | 6.9173 | 6.9173 | 6.9173 | 6.9173 | 6.9173 | 6.9173 | 6.9173 | 6.9173 | 6.9173 | 6.9173 | 6.9173 | 6.9173 | 6.9173 | 6.9173 | 6.9173 | 6.9173 | 6.9173 | 6.9173 | 6.9173 | 6.9173 | 6.9173 | 6.9173 | 6.9173 | 6.9173 | 6.9173 | 6.9173 | 6.9173 | 6.9173 | 6.9173 | 6.9173 | 6.9173 | 6.9173 | 6.9173 | 6.9173 | 6.9173 | 6.9173 | 6.9173 | 6.9173 | 6.9173 | 6.9173 | 6.9173 | 6.9173 | 6.9173 | 6.9173 | 6.9173 | 6.9173 | 6.9173 | 6.9173 | 6.9173 | 6.9173 | 6.9173 | 6.9173 | 6.9173 | 6.9173 | 6.9173 | 6.9173 | 6.9173 | 6.9173 | 6.9173 | 6.9173 | 6.9173 | 6.9173 | 6.9173 | 6.9173 | 6.9173 | 6.9173 | 6.9173 | 6.9173 | 6.9173 | 6.9173 | 6.9173 | 6.9173 | 6.9173 | 6.9173 | 6.9173 | 6.9173 | 6.9173 | 6.9173 | 6.9173 | 6.9173 | 6.9173 | 6.9173 | 6.9173 | 6.9173 | 6.9173 | 6.9173 | 6.9173 | 6.9173 | 6.9173 | 6.9173 | 6.9173 | 6.9173 | 6.9173 | 6.9173 | 6.9173 | 6.9173 | 6.9173 | 6.9173 | 6.9173 | 6.9173 | 6.9173 | 6.9173 | 6.9173 | 6.9173 | 6.9173 | 6.9173 | 6.9173 | 6.9173 | 6.9173 | 6.9173 | 6.9173 | 6.9173 | 6.9173 | 6.9173 | 6.9173 | 6.9173 | 6.9173 | 6.9173 | 6.9173 | 6.9173 | 6.9173 | 6.9173 | 6.9173 | 6.9173 | 6.9173 | 6.9173 | 6.9173 | 6.9173 | 6.9173 | 6.9173 | 6.9173 | 6.9173 | 6.9173 | 6.9173 | 6.9173 | 6.9173 | 6.9173 | 6.9173 | 6.9173 | 6.9173 | 6.9173 | 6.9173 | 6.9173 | 6.9173 | 6.9173 | 6.9173 | 6.9173 | 6.9173 | 6.9173 | 6.9173 | 6.9173 | 6.9173 | 6.9173 | 6.9173 | 6.9173 | 6.9173 | 6.9173 | 6.9173 | 6.9173 | 6.9173 | 6.9173 | 6.9173 | 6.9173 | 6.9173 | 6.9173 | 6.9173 | 6.9173 | 6.9173 | 6.9173 | 6.9173 | 6.9173 | 6.9173 | 6.9173 | 6.9173 | 6.9173 | 6.9173 | 6.9173 | 6.9173 | 6.9173 | 6.9173 | 6.9173 | 6.9173 | 6.9173 | 6.9173 | 6.9173 | 6.9173 | 6.9173 | 6.9173 | 6.9173 | 6.9173 | 6.9173 | 6.9173 | 6.9173 | 6.9173 | 6.9173 | 6.9173 | 6.9173 | 6.9173 | 6.9173 | 6.9173 | 6.9173 | 6.9173 | 6.9173 | 6.9173 | 6.9173 | 6.9173 | 6.9173 | 6.9173 | 6.9173 | 6.9173 | 6.9173 | 6.9173 | 6.9173 | 6.9173 | 6.9173 | 6.9173 | 6.9173 | 6.9173 | 6.9173 | 6.9173 | 6.9173 | 6.9173 | 6.9173 | 6.9173 | 6.9173 | 6.9173 | 6.9173 | 6.9173 | 6.9173 | 6.9173 | 6.9173 | 6.9173 | 6.9173 | 6.9173 | 6.9173 | 6.9173 | 6.9173 | 6.9173 | 6.9173 | 6.9173 | 6.9173 | 6.9173 | 6.9173 | 6.9173 | 6.9173 | 6.9173 | 6.9173 | 6.9173 | 6.9173 | 6.9173 | 6.9173 | 6.9173 | 6.9173 | 6.9173 | 6.9173 | 6.9173 | 6.9173 | 6.9173 | 6.9173 | 6.9173 | 6.9173 | 6.9173 | 6.9173 | 6.9173 | 6.9173 | 6.9173 | 6.9173 | 6.9173 | 6.9173 | 6.9173 | 6.9173 | 6.9173 | 6.9173 | 6.9173 | 6.9173 | 6.9173 | 6.9173 | 6.9173 | 6.9173 | 6.9173 | 6.9173 | 6.9173 | 6.9173 | 6.9173 | 6.9173 | 6.9173 | 6.9173 | 6.9173 | 6.9173 | 6.9173 | 6.9173 | 6.9173 | 6.9173 | 6.9173 | 6.9173 | 6.9173 | 6.9173 | 6.9173 | 6.9173 | 6.9173 | 6.9173 | 6.9173 | 6.9173 | 6.9173 | 6.9173 | 6.9173 | 6.9173 | 6.9173 | 6.9173 | 6.9173 | 6.9173 | 6.9173 | 6.9173 | 6.9173 | 6.9173 | 6.9173 | 6.9173 | 6.9173 | 6.9173 | 6.9173 | 6.9173 | 6.9173 | 6.9173 | 6.9173 | 6.9173 | 6.9173 | 6.9173 | 6.9173 | 6.9173 | 6.9173 | 6.9173 | 6.9173 | 6.9173 | 6.9173 | 6.9173 | 6.9173 | 6.9173 | 6.9173 | 6.9173 | 6.9173 | 6.9173 | 6.9173 | 6.9173 | 6.9173 | 6.9173 | 6.9173 | 6.9173 | 6.9173 | 6.9173 | 6.9173 | 6.9173 | 6.9173 | 6.9173 | 6.9173 | 6.9173 | 6.9173 | 6.9173 | 6.9173 | 6.9173 | 6.9173 | 6.9173 | 6.9173 | 6.9173 | 6.9173 | 6.9173 | 6.9173 | 6.9173 | 6.9173 | 6.9173 | 6.9173 | 6.9173 | 6.9173 | 6.9173 | 6.9173 | 6.9173 | 6.9173 | 6.9173 | 6.9173 | 6.9173 | 6.9173 | 6.9173 | 6.9173 | 6.9173 | 6.9173 | 6.9173 | 6.9173 | 6.9173 | 6.9173 | 6.9173 | 6.9173 | 6.9173 | 6.9173 | 6.9173 | 6.9173 | 6.9173 | 6.9173 | 6.9173 | 6.9173 | 6.9173 | 6.9173 | 6.9173 | 6.9173 | 6.9173 | 6.9173 | 6.9173 | 6.9173 | 6.9173 | 6.9173 | 6.9173 | 6.9173 | 6.9173 | 6.9173 | 6.9173 | 6.9173 | 6.9173 | 6.9173 | 6.9173 | 6.9173 | 6.9173 | 6.9173 | 6.9173 | 6.9173 | 6.9173 | 6.9173 | 6.9173 | 6.9173 | 6.9173 | 6.9173 | 6.9173 | 6.9173 | 6.9173 | 6.9173 | 6.9173 | 6.9173 | 6.9173 | 6.9173 | 6.9173 | 6.9173 | 6.9173 | 6.9173 | 6.9173 | 6.9173 | 6.9173 | 6.9173 | 6.9173 | 6.9173 | 6.9173 | 6.9173 | 6.9173 | 6.9173 | 6.9173 | 6.9173 | 6.9173 | 6.9173 | 6.9173 | 6.9173 | 6.9173 | 6.9173 | 6.9173 | 6.9173 | 6.9173 | 6.9173 | 6.9173 | 6.9173 | 6.9173 | 6.9173 | 6.9173 | 6.9173 | 6.9173 | 6.9173 | 6.9173 | 6.9173 | 6.9173 | 6.9173 | 6.9173 | 6.9173 | 6.9173 | 6.9173 | 6.9173 | 6.9173 | 6.9173 | 6.9173 | 6.9173 | 6.9173 | 6.9173 | 6.9173 | 6.9173 | 6.9173 | 6.9173 | 6.9173 | 6.9173 | 6.9173 | 6.9173 | 6.9173 | 6.9173 | 6.9173 | 6.9173 | 6.9173 | 6.9173 | 6.9173 | 6.9173 | 6.9173 | 6.9173 | 6.9173 | 6.9173 | 6.9173 | 6.9173 | 6.9173 | 6.9173 | 6.9173 | 6.9173 | 6.9173 | 6.9173 | 6.9173 | 6.9173 | 6.9173 | 6.9173 | 6.9173 | 6.9173 | 6.9173 | 6.9173 | 6.9173 | 6.9173 | 6.9173 | 6.9173 | 6.9173 | 6.9173 | 6.9173 | 6.9173 | 6.9173 | 6.9173 | 6.9173 | 6.9173 | 6.9173 | 6.9173 | 6.9173 | 6.9173 | 6.9173 | 6.9173 | 6.9173 | 6.9173 | 6.9173 | 6.9173 | 6.9173 | 6.9173 | 6.9173 | 6.9173 | 6.9173 | 6.9173 | 6.9173 | 6.9173 | 6.9173 | 6.9173 | 6.9173 | 6.9173 | 6.9173 | 6.9173 | 6.9173 | 6.9173 | 6.9173 | 6.9173 | 6.9173 | 6.9173 | 6.9173 | 6.9173 | 6.9173 | 6.9173 | 6.9173 | 6.9173 | 6.9173 | 6.9173 | 6.9173 | 6.9173 | 6.9173 | 6.9173 | 6.9173 | 6.9173 | 6.9173 | 6.9173 | 6.9173 | 6.9173 | 6.9173 | 6.9173 | 6.9173 | 6.9173 | 6.9173 | 6.9173 | 6.9173 | 6.9173 | 6.9173 | 6.9173 | 6.9173 | 6.9173 | 6.9173 | 6.9173 | 6.9173 | 6.9173 | 6.9173 | 6.9173 | 6.9173 | 6.9173 | 6.9173 | 6.9173 | 6.9173 | 6.9173 | 6.9173 | 6.9173 | 6.9173 | 6.9173 | 6.9173 | 6.9173 | 6.9173 | 6.9173 | 6.9173 | 6.9173 | 6.9173 | 6.9173 | 6.9173 | 6.9173 | 6.9173 | 6.9173 | 6.9173 | 6.9173 | 6.9173 | 6.9173 | 6.9173 | 6.9173 | 6.9173 | 6.9173 | 6.9173 | 6.9173 | 6.9173 | 6.9173 | 6.9173 | 6.9173 | 6.9173 | 6.9173 | 6.9173 | 6.9173 | 6.9173 | 6.9173 | 6.9173 | 6.9173 | 6.9173 | 6.9173 | 6.9173 | 6.9173 | 6.9173 | 6.9173 | 6.9173 | 6.9173 | 6.9173 | 6.9173 | 6.9173 | 6.9173 | 6.9173 | 6.9173 | 6.9173 | 6.9173 | 6.9173 | 6.9173 | 6.9173 | 6.9173 | 6.9173 | 6.9173 | 6.9173 | 6.9173 | 6.9173 | 6.9173 | 6.9173 | 6.9173 | 6.9173 | 6.9173 | 6.9173 | 6.9173 | 6.9173 | 6.9173 | 6.9173 | 6.9173 | 6.9173 | 6.9173 | 6.9173 | 6.9173 | 6.9173 | 6.9173 | 6.9173 | 6.9173 | 6.9173 | 6.9173 | 6.9173 | 6.9173 | 6.9173 | 6.9173 | 6.9173 | 6.9173 | 6.9173 | 6.9173 | 6.9173 | 6.9173 | 6.9173 | 6.9173 | 6.9173 | 6.9173 | 6.9173 | 6.9173 | 6.9173 | 6.9173 | 6.9173 | 6.9173 | 6.9173 | 6.9173 | 6.9173 | 6.9173 | 6.9173 | 6.9173 | 6.9173 | 6.9173 | 6.9173 | 6.9173 | 6.9173 | 6.9173 | 6.9173 | 6.9173 | 6.9173 | 6.9173 | 6.9173 | 6.9173 | 6.9173 | 6.9173 | 6.9173 | 6.9173 | 6.9173 | 6.9173 | 6.9173 | 6.9173 | 6.9173 | 6.9173 | 6.9173 | 6.9173 | 6.9173 | 6.9173 | 6.9173 | 6.9173 | 6.9173 | 6.9173 | 6.9173 | 6.9173 | 6.9173 | 6.9173 | 6.9173 | 6.9173 | 6.9173 | 6.9173 | 6.9173 | 6.9173 | 6.9173 | 6.9173 | 6.9173 | 6.9173 | 6.9173 | 6.9173 | 6.9173 | 6.9173 | 6.9173 | 6.9173 | 6.9173 | 6.9173 | 6.9173 | 6.9173 | 6.9173 | 6.9173 | 6.9173 | 6.9173 | 6.9173 | 6.9173 | 6.9173 | 6.9173 | 6.9173 | 6.9173 | 6.9173 | 6.9173 | 6.9173 | 6.9173 | 6.9173 | 6.9173 | 6.9173 | 6.9173 | 6.9173 | 6.9173 | 6.9173 | 6.9173 | 6.9173 | 6.9173 | 6.9173 | 6.9173 | 6.9173 | 6.9173 | 6.9173 | 6.9173 | 6.9173 | 6.9173 | 6.9173 | 6.9173 | 6.9173 | 6.9173 | 6.9173 | 6.9173 | 6.9173 | 6.9173 | 6.9173 | 6.9173 | 6.9173 | 6.9173 | 6.9173 | 6.9173 | 6.9173 | 6.9173 | 6.9173 | 6.9173 | 6.9173 | 6.9173 | 6.9173 | 6.9173 | 6.9173 | 6.9173 | 6.9173 | 6.9173 | 6.9173 | 6.9173 | 6.9173 | 6.9173 | 6.9173 | 6.9173 | 6.9173 | 6.9173 | 6.9173 | 6.9173 | 6.9173 | 6.9173 | 6.9173 | 6.9173 | 6.9173 | 6.9173 | 6.9173 | 6.9173 | 6.9173 | 6.9173 | 6.9173 | 6.9173 | 6.9173 | 6.9173 | 6.9173 | 6.9173 | 6.9173 | 6.9173 | 6.9173 | 6.9173 | 6.9173 | 6.9173 | 6.9173 | 6.9173 | 6.9173 | 6.9173 | 6.9173 | 6.9173 | 6.9173 | 6.9173 | 6.9173 | 6.9173 | 6.9173 | 6.9173 | 6.9173 | 6.9173 | 6.9173 | 6.9173 | 6.9173 | 6.9173 | 6.9173 | 6.9173 | 6.9173 | 6.9173 | 6.9173 | 6.9173 | 6.9173 | 6.9173 | 6.9173 | 6.9173 | 6.9173 | 6.9173 | 6.9173 | 6.9173 | 6.9173 | 6.9173 | 6.9173 | 6.9173 | 6.9173 | 6.9173 | 6.9173 | 6.9173 | 6.9173 | 6.9173 | 6.9173 | 6.9173 | 6.9173 | 6.9173 | 6.9173 | 6.9173 | 6.9173 | 6.9173 | 6.9173 | 6.9173 | 6.9173 | 6.9173 | 6.9173 | 6.9173 | 6.9173 | 6.9173 | 6.9173 | 6.9173 | 6.9173 | 6.9173 | 6.9173 | 6.9173 | 6.9173 | 6.9173 | 6.9173 | 6.9173 | 6.9173 | 6.9173 | 6.9173 | 6.9173 | 6.9173 | 6.9173 | 6.9173 | 6.9173 | 6.9173 | 6.9173 | 6.9173 | 6.9173 | 6.9173 | 6.9173 | 6.9173 | 6.9173 | 6.9173 | 6.9173 | 6.9173 | 6.9173 | 6.9173 | 6.9173 | 6.9173 | 6.9173 | 6.9173 | 6.9173 | 6.9173 | 6.9173 | 6.9173 | 6.9173 | 6.9173 | 6.9173 | 6.9173 | 6.9173 | 6.9173 | 6.9173 | 6.9173 | 6.9173 | 6.9173 | 6.9173 | 6.9173 | 6.9173 | 6.9173 | 6.9173 | 6.9173 | 6.9173 | 6.9173 | 6.9173 | 6.9173 | 6.9173 | 6.9173 | 6.9173 | 6.9173 | 6.9173 | 6.9173 | 6.9173 | 6.9173 | 6.9173 | 6.9173 | 6.9173 | 6.9173 | 6.9173 | 6.9173 | 6.9173 | 6.9173 | 6.9173 | 6.9173 | 6.9173 | 6.9173 | 6.9173 | 6.9173 | 6.9173 | 6.9173 | 6.9173 | 6.9173 | 6.9173 | 6.9173 | 6.9173
Time Increment Total Absorption | J | At | 0.070568 | 0.070551 | 0.070534 | 0.070517 | 0.0705 | 0.070483 | 0.070465 | 0.070448 | 0.070431 | 0.070414 | 0.070397 | 0.070379 | 0.070362 | 0.070345 | 0.070328 | 0.07031 | 0.070293 | 0.070276 | 0.070258 | 0.070241 | 0.070223 | 0.070206 | 0.070188 | 0.070171 | 0.070153 | 0.070136 | 0.070118 | 0.0701 | 0.070083 | 0.070065 | 0.070048 | 0.07003 | 0.070012 | 0.069994 | 0.069977 | 0.069959 | 0.069941 | 0.069923 | 0.069905 | 0.069887 | 0.06987 | 0.069852 | 0.069834 | 0.069816 | 0.069798 | 0.06978 | 0.069762 | 0.069744 | 0.069726 | 0.069708 | 0.069689 | 0.069671 | 0.069653 | 0.069635 | 0.069617 | 0.069598 | 0.06958 | 0.069562 | 0.069544 | 0.069525 | 0.069507 | 0.069489 | 0.06947 | 0.069452 | 0.069433 | 0.069415 | 0.069397 | 0.069378 | 0.06936 | 0.069341 | 0.069323 | 0.069304 | 0.069285 | 0.069267 | 0.069248 | 0.069229 | 0.069211 | 0.069192 | 0.069173 | 0.069173 | 0.069173 | 0.069173 | 0.069173 | 0.069173 | 0.069173 | 0.069173 | 0.069173 | 0.069173 | 0.069173 | 0.069173 | 0.069173 | 0.069173 | 0.069173 | 0.069173 | 0.069173 | 0.069173 | 0.069173 | 0.069173 | 0.069173 | 0.069173 | 0.069173 | 0.069173 | 0.069173 | 0.069173 | 0.069173 | 0.069173 | 0.069173 | 0.069173 | 0.069173 | 0.069173 | 0.069173 | 0.069173 | 0.069173 | 0.069173 | 0.069173 | 0.069173 | 0.069173 | 0.069173 | 0.069173 | 0.069173 | 0.069173 | 0.069173 | 0.069173 | 0.069173 | 0.069173 | 0.069173 | 0.069173 | 0.069173 | 0.069173 | 0.069173 | 0.069173 | 0.069173 | 0.069173 | 0.069173 | 0.069173 | 0.069173 | 0.069173 | 0.069173 | 0.069173 | 0.069173 | 0.069173 | 0.069173 | 0.069173 | 0.069173 | 0.069173 | 0.069173 | 0.069173 | 0.069173 | 0.069173 | 0.069173 | 0.069173 | 0.069173 | 0.069173 | 0.069173 | 0.069173 | 0.069173 | 0.069173 | 0.069173 | 0.069173 | 0.069173 | 0.069173 | 0.069173 | 0.069173 | 0.069173 | 0.069173 | 0.069173 | 0.069173 | 0.069173 | 0.069173 | 0.069173 | 0.069173 | 0.069173 | 0.069173 | 0.069173 | 0.069173 | 0.069173 | 0.069173 | 0.069173 | 0.069173 | 0.069173 | 0.069173 | 0.069173 | 0.069173 | 0.069173 | 0.069173 | 0.069173 | 0.069173 | 0.069173 | 0.069173 | 0.069173 | 0.069173 | 0.069173 | 0.069173 | 0.069173 | 0.069173 | 0.069173 | 0.069173 | 0.069173 | 0.069173 | 0.069173 | 0.069173 | 0.069173 | 0.069173 | 0.069173 | 0.069173 | 0.069173 | 0.069173 | 0.069173 | 0.069173 | 0.069173 | 0.069173 | 0.069173 | 0.069173 | 0.069173 | 0.069173 | 0.069173 | 0.069173 | 0.069173 | 0.069173 | 0.069173 | 0.069173 | 0.069173 | 0.069173 | 0.069173 | 0.069173 | 0.069173 | 0.069173 | 0.069173 | 0.069173 | 0.069173 | 0.069173 | 0.069173 | 0.069173 | 0.069173 | 0.069173 | 0.069173 | 0.069173 | 0.069173 | 0.069173 | 0.069173 | 0.069173 | 0.069173 | 0.069173 | 0.069173 | 0.069173 | 0.069173 | 0.069173 | 0.069173 | 0.069173 | 0.069173 | 0.069173 | 0.069173 | 0.069173 | 0.069173 | 0.069173 | 0.069173 | 0.069173 | 0.069173 | 0.069173 | 0.069173 | 0.069173 | 0.069173 | 0.069173 | 0.069173 | 0.069173 | 0.069173 | 0.069173 | 0.069173 | 0.069173 | 0.069173 | 0.069173 | 0.069173 | 0.069173 | 0.069173 | 0.069173 | 0.069173 | 0.069173 | 0.069173 | 0.069173 | 0.069173 | 0.069173 | 0.069173 | 0.069173 | 0.069173 | 0.069173 | 0.069173 | 0.069173 | 0.069173 | 0.069173 | 0.069173 | 0.069173 | 0.069173 | 0.069173 | 0.069173 | 0.069173 | 0.069173 | 0.069173 | 0.069173 | 0.069173 | 0.069173 | 0.069173 | 0.069173 | 0.069173 | 0.069173 | 0.069173 | 0.069173 | 0.069173 | 0.069173 | 0.069173 | 0.069173 | 0.069173 | 0.069173 | 0.069173 | 0.069173 | 0.069173 | 0.069173 | 0.069173 | 0.069173 | 0.069173 | 0.069173 | 0.069173 | 0.069173 | 0.069173 | 0.069173 | 0.069173 | 0.069173 | 0.069173 | 0.069173 | 0.069173 | 0.069173 | 0.069173 | 0.069173 | 0.069173 | 0.069173 | 0.069173 | 0.069173 | 0.069173 | 0.069173 | 0.069173 | 0.069173 | 0.069173 | 0.069173 | 0.069173 | 0.069173 | 0.069173 | 0.069173 | 0.069173 | 0.069173 | 0.069173 | 0.069173 | 0.069173 | 0.069173 | 0.069173 | 0.069173 | 0.069173 | 0.069173 | 0.069173 | 0.069173 | 0.069173 | 0.069173 | 0.069173 | 0.069173 | 0.069173 | 0.069173 | 0.069173 | 0.069173 | 0.069173 | 0.069173 | 0.069173 | 0.069173 | 0.069173 | 0.069173 | 0.069173 | 0.069173 | 0.069173 | 0.069173 | 0.069173 | 0.069173 | 0.069173 | 0.069173 | 0.069173 | 0.069173 | 0.069173 | 0.069173 | 0.069173 | 0.069173 | 0.069173 | 0.069173 | 0.069173 | 0.069173 | 0.069173 | 0.069173 | 0.069173 | 0.069173 | 0.069173 | 0.069173 | 0.069173 | 0.069173 | 0.069173 | 0.069173 | 0.069173 | 0.069173 | 0.069173 | 0.069173 | 0.069173 | 0.069173 | 0.069173 | 0.069173 | 0.069173 | 0.069173 | 0.069173 | 0.069173 | 0.069173 | 0.069173 | 0.069173 | 0.069173 | 0.069173 | 0.069173 | 0.069173 | 0.069173 | 0.069173 | 0.069173 | 0.069173 | 0.069173 | 0.069173 | 0.069173 | 0.069173 | 0.069173 | 0.069173 | 0.069173 | 0.069173 | 0.069173 | 0.069173 | 0.069173 | 0.069173 | 0.069173 | 0.069173 | 0.069173 | 0.069173 | 0.069173 | 0.069173 | 0.069173 | 0.069173 | 0.069173 | 0.069173 | 0.069173 | 0.069173 | 0.069173 | 0.069173 | 0.069173 | 0.069173 | 0.069173 | 0.069173 | 0.069173 | 0.069173 | 0.069173 | 0.069173 | 0.069173 | 0.069173 | 0.069173 | 0.069173 | 0.069173 | 0.069173 | 0.069173 | 0.069173 | 0.069173 | 0.069173 | 0.069173 | 0.069173 | 0.069173 | 0.069173 | 0.069173 | 0.069173 | 0.069173 | 0.069173 | 0.069173 | 0.069173 | 0.069173 | 0.069173 | 0.069173 | 0.069173 | 0.069173 | 0.069173 | 0.069173 | 0.069173 | 0.069173 | 0.069173 | 0.069173 | 0.069173 | 0.069173 | 0.069173 | 0.069173 | 0.069173 | 0.069173 | 0.069173 | 0.069173 | 0.069173 | 0.069173 | 0.069173 | 0.069173 | 0.069173 | 0.069173 | 0.069173 | 0.069173 | 0.069173 | 0.069173 | 0.069173 | 0.069173 | 0.069173 | 0.069173 | 0.069173 | 0.069173 | 0.069173 | 0.069173 | 0.069173 | 0.069173 | 0.069173 | 0.069173 | 0.069173 | 0.069173 | 0.069173 | 0.069173 | 0.069173 | 0.069173 | 0.069173 | 0.069173 | 0.069173 | 0.069173 | 0.069173 | 0.069173 | 0.069173 | 0.069173 | 0.069173 | 0.069173 | 0.069173 | 0.069173 | 0.069173 | 0.069173 | 0.069173 | 0.069173 | 0.069173 | 0.069173 | 0.069173 | 0.069173 | 0.069173 | 0.069173 | 0.069173 | 0.069173 | 0.069173 | 0.069173 | 0.069173 | 0.069173 | 0.069173 | 0.069173 | 0.069173 | 0.069173 | 0.069173 | 0.069173 | 0.069173 | 0.069173 | 0.069173 | 0.069173 | 0.069173 | 0.069173 | 0.069173 | 0.069173 | 0.069173 | 0.069173 | 0.069173 | 0.069173 | 0.069173 | 0.069173 | 0.069173 | 0.069173 | 0.069173 | 0.069173 | 0.069173 | 0.069173 | 0.069173 | 0.069173 | 0.069173 | 0.069173 | 0.069173 | 0.069173 | 0.069173 | 0.069173 | 0.069173 | 0.069173 | 0.069173 | 0.069173 | 0.069173 | 0.069173 | 0.069173 | 0.069173 | 0.069173 | 0.069173 | 0.069173 | 0.069173 | 0.069173 | 0.069173 | 0.069173 | 0.069173 | 0.069173 | 0.069173 | 0.069173 | 0.069173 | 0.069173 | 0.069173 | 0.069173 | 0.069173 | 0.069173 | 0.069173 | 0.069173 | 0.069173 | 0.069173 | 0.069173 | 0.069173 | 0.069173 | 0.069173 | 0.069173 | 0.069173 | 0.069173 | 0.069173 | 0.069173 | 0.069173 | 0.069173 | 0.069173 | 0.069173 | 0.069173 | 0.069173 | 0.069173 | 0.069173 | 0.069173 | 0.069173 | 0.069173 | 0.069173 | 0.069173 | 0.069173 | 0.069173 | 0.069173 | 0.069173 | 0.069173 | 0.069173 | 0.069173 | 0.069173 | 0.069173 | 0.069173 | 0.069173 | 0.069173 | 0.069173 | 0.069173 | 0.069173 | 0.069173 | 0.069173 | 0.069173 | 0.069173 | 0.069173 | 0.069173 | 0.069173 | 0.069173 | 0.069173 | 0.069173 | 0.069173 | 0.069173 | 0.069173 | 0.069173 | 0.069173 | 0.069173 | 0.069173 | 0.069173 | 0.069173 | 0.069173 | 0.069173 | 0.069173 | 0.069173 | 0.069173 | 0.069173 | 0.069173 | 0.069173 | 0.069173 | 0.069173 | 0.069173 | 0.069173 | 0.069173 | 0.069173 | 0.069173 | 0.069173 | 0.069173 | 0.069173 | 0.069173 | 0.069173 | 0.069173 | 0.069173 | 0.069173 | 0.069173 | 0.069173 | 0.069173 | 0.069173 | 0.069173 | 0.069173 | 0.069173 | 0.069173 | 0.069173 | 0.069173 | 0.069173 | 0.069173 | 0.069173 | 0.069173 | 0.069173 | 0.069173 | 0.069173 | 0.069173 | 0.069173 | 0.069173 | 0.069173 | 0.069173 | 0.069173 | 0.069173 | 0.069173 | 0.069173 | 0.069173 | 0.069173 | 0.069173 | 0.069173 | 0.069173 | 0.069173 | 0.069173 | 0.069173 | 0.069173 | 0.069173 | 0.069173 | 0.069173 | 0.069173 | 0.069173 | 0.069173 | 0.069173 | 0.069173 | 0.069173 | 0.069173 | 0.069173 | 0.069173 | 0.069173 | 0.069173 | 0.069173 | 0.069173 | 0.069173 | 0.069173 | 0.069173 | 0.069173 | 0.069173 | 0.069173 | 0.069173 | 0.069173 | 0.069173 | 0.069173 | 0.069173 | 0.069173 | 0.069173 | 0.069173 | 0.069173 | 0.069173 | 0.069173 | 0.069173 | 0.069173 | 0.069173 | 0.069173 | 0.069173 | 0.069173 | 0.069173 | 0.069173 | 0.069173 | 0.069173 | 0.069173 | 0.069173 | 0.069173 | 0.069173 | 0.069173 | 0.069173 | 0.069173 | 0.069173 | 0.069173 | 0.069173 | 0.069173 | 0.069173 | 0.069173 | 0.069173 | 0.069173 | 0.069173 | 0.069173 | 0.069173 | 0.069173 | 0.069173 | 0.069173 | 0.069173 | 0.069173 | 0.069173 | 0.069173 | 0.069173 | 0.069173 | 0.069173 | 0.069173 | 0.069173 | 0.069173 | 0.069173 | 0.069173 | 0.069173 | 0.069173 | 0.069173 | 0.069173 | 0.069173 | 0.069173 | 0.069173 | 0.069173 | 0.069173 | 0.069173 | 0.069173 | 0.069173 | 0.069173 | 0.069173 | 0.069173 | 0.069173 | 0.069173 | 0.069173 | 0.069173 | 0.069173 | 0.069173 | 0.069173 | 0.069173 | 0.069173 | 0.069173 | 0.069173 | 0.069173 | 0.069173 | 0.069173 | 0.069173 | 0.069173 | 0.069173 | 0.069173 | 0.069173 | 0.069173 | 0.069173 | 0.069173 | 0.069173 | 0.069173 | 0.069173 | 0.069173 | 0.069173 | 0.069173 | 0.069173 | 0.069173 | 0.069173 | 0.069173 | 0.069173 | 0.069173 | 0.069173 | 0.069173 | 0.069173 | 0.069173 | 0.069173 | 0.069173 | 0.069173 | 0.069173 | 0.069173 | 0.069173 | 0.069173 | 0.069173 | 0.069173 | 0.069173 | 0.069173 | 0.069173 | 0.069173 | 0.069173 | 0.069173 | 0.069173 | 0.069173 | 0.069173 | 0.069173 | 0.069173 | 0.069173 | 0.069173 | 0.069173 | 0.069173 | 0.069173 | 0.069173 | 0.069173 | 0.069173 | 0.069173 | 0.069173 | 0.069173 | 0.069173 | 0.069173 | 0.069173 | 0.069173 | 0.069173 | 0.069173 | 0.069173 | 0.069173 | 0.069173 | 0.069173 | 0.069173 | 0.069173 | 0.069173 | 0.069173 | 0.069173 | 0.069173 | 0.069173 | 0.069173 | 0.069173 | 0.069173 | 0.069173 | 0.069173 | 0.069173 | 0.069173 | 0.069173 | 0.069173 | 0.069173 | 0.069173 | 0.069173 | 0.069173 | 0.069173 | 0.069173 | 0.069173 | 0.069173 | 0.069173 | 0.069173 | 0.069173 | 0.069173 | 0.069173 | 0.069173 | 0.069173 | 0.069173 | 0.069173 | 0.069173 | 0.069173 | 0.069173 | 0.069173 | 0.069173 | 0.069173 | 0.069173 | 0.069173 | 0.069173 | 0.069173 | 0.069173 | 0.069173 | 0.069173 | 0.069173 | 0.069173 | 0.069173 | 0.069173 | 0.069173 | 0.069173 | 0.069173 | 0.069173 | 0.069173 | 0.069173 | 0.069173 | 0.069173 | 0.069173 | 0.069173 | 0.069173 | 0.069173 | 0.069173 | 0.069173 | 0.069173 | 0.069173 | 0.069173 | 0.069173 | 0.069173 | 0.069173 | 0.069173 | 0.069173 | 0.069173 | 0.069173 | 0.069173 | 0.069173 | 0.069173 | 0.069173 | 0.069173 | 0.069173 | 0.069173 | 0.069173 | 0.069173 | 0.069173 | 0.069173 | 0.069173 | 0.069173 | 0.069173 | 0.069173 | 0.069173 | 0.069173 | 0.069173 | 0.069173 | 0.069173 | 0.069173 | 0.069173 | 0.069173 | 0.069173 | 0.069173 | 0.069173 | 0.069173 | 0.069173 | 0.069173 | 0.069173 | 0.069173 | 0.069173 | 0.069173 | 0.069173 | 0.069173 | 0.069173 | 0.069173 | 0.069173 | 0.069173 | 0.069173 | 0.069173 | 0.069173 | 0.069173 | 0.069173 | 0.069173 | 0.069173 | 0.069173 | 0.069173 | 0.069173 | 0.069173 | 0.069173 | 0.069173 | 0.069173 | 0.069173 | 0.069173 | 0.069173 | 0.069173 | 0.069173 | 0.069173 | 0.069173 | 0.069173 | 0.069173 | 0.069173 | 0.069173 | 0.069173 | 0.069173 | 0.069173 | 0.069173 | 0.069173 | 0.069173 | 0.069173 | 0.069173 | 0.069173 | 0.069173 | 0.069173 | 0.069173 | 0.069173 | 0.069173 | 0.069173 | 0.069173 | 0.069173 | 0.069173 | 0.069173 | 0.069173 | 0.069173 | 0.069173 | 0.069173 | 0.069173 | 0.069173 | 0.069173 | 0.069173 | 0.069173 | 0.069173 | 0.069173 | 0.069173 | 0.069173 | 0.069173 | 0.069173 | 0.069173 | 0.069173 | 0.069173 | 0.069173 | 0.069173 | 0.069173 | 0.069173 | 0.069173 | 0.069173 | 0.069173 | 0.069173 | 0.069173 | 0.069173 | 0.069173 | 0.069173 | 0.069173 | 0.069173 | 0.069173 | 0.069173 | 0.069173 | 0.069173 | 0.069173 | 0.069173 | 0.069173 | 0.069173 | 0.069173 | 0.069173 | 0.069173 | 0.069173 | 0.069173 | 0.069173 | 0.069173 | 0.069173 | 0.069173 | 0.069173 | 0.069173 | 0.069173 | 0.069173 | 0.069173 | 0.069173 | 0.069173 | 0.069173 | 0.069173 | 0.069173 | 0.069173 | 0.069173 | 0.069173 | 0.069173 | 0.069173 | 0.069173 | 0.069173 | 0.069173 | 0.069173 | 0.069173 | 0.069173 | 0.069173 | 0.069173 | 0.069173 | 0.069173 | 0.069173 | 0.069173 | 0.069173 | 0.069173 | 0.069173 | 0.069173 | 0.069173 | 0.069173 | 0.069173 | 0.069173 | 0.069173 | 0.069173 | 0.069173 | 0.069173 | 0.069173 | 0.069173 | 0.069173 | 0.069173 | 0.069173 | 0.069173 | 0.069173 | 0.069173 | 0.069173 | 0.069173 | 0.069173 | 0.069173 | 0.069173 | 0.069173 | 0.069173 | 0.069173 | 0.069173 | 0.069173 | 0.069173 | 0.069173 | 0.069173 | 0.069173 | 0.069173 | 0.069173 | 0.069173 | 0.069173 | 0.069173 | 0.069173 | 0.069173 | 0.069173 | 0.069173 | 0.069173 | 0.069173 | 0.069173 | 0.069173 | 0.069173 | 0.069173 | 0.069173 | 0.069173 | 0.069173 | 0.069173 | 0.069173 | 0.069173 | 0.069173 | 0.069173 | 0.069173 | 0.069173 | 0.069173 | 0.069173 | 0.069173 | 0.069173 | 0.069173 | 0.069173 | 0.069173 | 0.069173 | 0.069173 | 0.069173 | 0.069173 | 0.069173 | 0.069173 | 0.069173 | 0.069173 | 0.069173 | 0.069173 | 0.069173 | 0.069173 | 0.069173 | 0.069173 | 0.069173 | 0.069173 | 0.069173 | 0.069173 | 0.069173 | 0.069173 | 0.069173 | 0.069173 | 0.069173 | 0.069173 | 0.069173 | 0.069173 | 0.069173 | 0.069173 | 0.069173 | 0.069173 | 0.069173 | 0.069173 | 0.069173 | 0.069173 | 0.069173 | 0.069173 | 0.069173 | 0.069173 | 0.069173 | 0.069173 | 0.069173 | 0.069173 | 0.069173 | 0.069173 | 0.069173 | 0.069173 | 0.069173 | 0.069173 | 0.069173 | 0.069173 | 0.069173 | 0.069173 | 0.069173 | 0.069173 | 0.069173 | 0.069173 | 0.069173 | 0.069173 | 0.069173 | 0.069173 | 0.069173 | 0.069173 | 0.069173 | 0.069173 | 0.069173 | 0.069173 | 0.069173 | 0.069173 | 0.069173 | 0.069173 | 0.069173 | 0.069173 | 0.069173 | 0.069173 | 0.069173 | 0.069173 | 0.069173 | 0.069173 | 0.069173 | 0.069173 | 0.069173 | 0.069173 | 0.069173 | 0.069173 | 0.069173 | 0.069173 | 0.069173 | 0.069173 | 0.069173 | 0.069173 | 0.069173 | 0.069173 | 0.069173 | 0.069173 | 0.069173 | 0.069173 | 0.069173 | 0.069173 | 0.069173 | 0.069173 | 0.069173 | 0.069173 | 0.069173 | 0.069173 | 0.069173 | 0.069173 | 0.069173 | 0.069173 | 0.069173 | 0.069173 | 0.069173 | 0.069173 | 0.069173 | 0.069173 | 0.069173 | 0.069173 | 0.069173 | 0.069173 | 0.069173 | 0.069173 | 0.069173 | 0.069173 | 0.069173 | 0.069173 | 0.069173 | 0.069173 | 0.069173 | 0.069173 | 0.069173 | 0.069173 | 0.069173 | 0.069173 | 0.069173 | 0.069173 | 0.069173 | 0.069173 | 0.069173 | 0.069173 | 0.069173 | 0.069173 | 0.069173 | 0.069173 | 0.069173 | 0.069173 | 0.069173 | 0.069173 | 0.069173 | 0.069173 | 0.069173 | 0.069173 | 0.069173 | 0.069173 | 0.069173 | 0.069173 | 0.069173 | 0.069173 | 0.069173 | 0.069173 | 0.069173 | 0.069173 | 0.069173 | 0.069173 | 0.069173
Time Increment Insolation | J | It | 0.074298 | 0.074312 | 0.074326 | 0.07434 | 0.074354 | 0.074368 | 0.074382 | 0.074396 | 0.07441 | 0.074424 | 0.074438 | 0.074452 | 0.074466 | 0.07448 | 0.074494 | 0.074508 | 0.074522 | 0.074536 | 0.07455 | 0.074563 | 0.074577 | 0.074591 | 0.074605 | 0.074619 | 0.074633 | 0.074647 | 0.074661 | 0.074675 | 0.074689 | 0.074703 | 0.074717 | 0.074731 | 0.074744 | 0.074758 | 0.074772 | 0.074786 | 0.0748 | 0.074814 | 0.074828 | 0.074842 | 0.074856 | 0.074869 | 0.074883 | 0.074897 | 0.074911 | 0.074925 | 0.074939 | 0.074953 | 0.074967 | 0.07498 | 0.074994 | 0.075008 | 0.075022 | 0.075036 | 0.07505 | 0.075063 | 0.075077 | 0.075091 | 0.075105 | 0.075119 | 0.075132 | 0.075146 | 0.07516 | 0.075174 | 0.075188 | 0.075201 | 0.075215 | 0.075229 | 0.075243 | 0.075257 | 0.07527 | 0.075284 | 0.075298 | 0.075312 | 0.075325 | 0.075339 | 0.075353 | 0.075367 | 0.07538 | 0.07538 | 0.07538 | 0.07538 | 0.07538 | 0.07538 | 0.07538 | 0.07538 | 0.07538 | 0.07538 | 0.07538 | 0.07538 | 0.07538 | 0.07538 | 0.07538 | 0.07538 | 0.07538 | 0.07538 | 0.07538 | 0.07538 | 0.07538 | 0.07538 | 0.07538 | 0.07538 | 0.07538 | 0.07538 | 0.07538 | 0.07538 | 0.07538 | 0.07538 | 0.07538 | 0.07538 | 0.07538 | 0.07538 | 0.07538 | 0.07538 | 0.07538 | 0.07538 | 0.07538 | 0.07538 | 0.07538 | 0.07538 | 0.07538 | 0.07538 | 0.07538 | 0.07538 | 0.07538 | 0.07538 | 0.07538 | 0.07538 | 0.07538 | 0.07538 | 0.07538 | 0.07538 | 0.07538 | 0.07538 | 0.07538 | 0.07538 | 0.07538 | 0.07538 | 0.07538 | 0.07538 | 0.07538 | 0.07538 | 0.07538 | 0.07538 | 0.07538 | 0.07538 | 0.07538 | 0.07538 | 0.07538 | 0.07538 | 0.07538 | 0.07538 | 0.07538 | 0.07538 | 0.07538 | 0.07538 | 0.07538 | 0.07538 | 0.07538 | 0.07538 | 0.07538 | 0.07538 | 0.07538 | 0.07538 | 0.07538 | 0.07538 | 0.07538 | 0.07538 | 0.07538 | 0.07538 | 0.07538 | 0.07538 | 0.07538 | 0.07538 | 0.07538 | 0.07538 | 0.07538 | 0.07538 | 0.07538 | 0.07538 | 0.07538 | 0.07538 | 0.07538 | 0.07538 | 0.07538 | 0.07538 | 0.07538 | 0.07538 | 0.07538 | 0.07538 | 0.07538 | 0.07538 | 0.07538 | 0.07538 | 0.07538 | 0.07538 | 0.07538 | 0.07538 | 0.07538 | 0.07538 | 0.07538 | 0.07538 | 0.07538 | 0.07538 | 0.07538 | 0.07538 | 0.07538 | 0.07538 | 0.07538 | 0.07538 | 0.07538 | 0.07538 | 0.07538 | 0.07538 | 0.07538 | 0.07538 | 0.07538 | 0.07538 | 0.07538 | 0.07538 | 0.07538 | 0.07538 | 0.07538 | 0.07538 | 0.07538 | 0.07538 | 0.07538 | 0.07538 | 0.07538 | 0.07538 | 0.07538 | 0.07538 | 0.07538 | 0.07538 | 0.07538 | 0.07538 | 0.07538 | 0.07538 | 0.07538 | 0.07538 | 0.07538 | 0.07538 | 0.07538 | 0.07538 | 0.07538 | 0.07538 | 0.07538 | 0.07538 | 0.07538 | 0.07538 | 0.07538 | 0.07538 | 0.07538 | 0.07538 | 0.07538 | 0.07538 | 0.07538 | 0.07538 | 0.07538 | 0.07538 | 0.07538 | 0.07538 | 0.07538 | 0.07538 | 0.07538 | 0.07538 | 0.07538 | 0.07538 | 0.07538 | 0.07538 | 0.07538 | 0.07538 | 0.07538 | 0.07538 | 0.07538 | 0.07538 | 0.07538 | 0.07538 | 0.07538 | 0.07538 | 0.07538 | 0.07538 | 0.07538 | 0.07538 | 0.07538 | 0.07538 | 0.07538 | 0.07538 | 0.07538 | 0.07538 | 0.07538 | 0.07538 | 0.07538 | 0.07538 | 0.07538 | 0.07538 | 0.07538 | 0.07538 | 0.07538 | 0.07538 | 0.07538 | 0.07538 | 0.07538 | 0.07538 | 0.07538 | 0.07538 | 0.07538 | 0.07538 | 0.07538 | 0.07538 | 0.07538 | 0.07538 | 0.07538 | 0.07538 | 0.07538 | 0.07538 | 0.07538 | 0.07538 | 0.07538 | 0.07538 | 0.07538 | 0.07538 | 0.07538 | 0.07538 | 0.07538 | 0.07538 | 0.07538 | 0.07538 | 0.07538 | 0.07538 | 0.07538 | 0.07538 | 0.07538 | 0.07538 | 0.07538 | 0.07538 | 0.07538 | 0.07538 | 0.07538 | 0.07538 | 0.07538 | 0.07538 | 0.07538 | 0.07538 | 0.07538 | 0.07538 | 0.07538 | 0.07538 | 0.07538 | 0.07538 | 0.07538 | 0.07538 | 0.07538 | 0.07538 | 0.07538 | 0.07538 | 0.07538 | 0.07538 | 0.07538 | 0.07538 | 0.07538 | 0.07538 | 0.07538 | 0.07538 | 0.07538 | 0.07538 | 0.07538 | 0.07538 | 0.07538 | 0.07538 | 0.07538 | 0.07538 | 0.07538 | 0.07538 | 0.07538 | 0.07538 | 0.07538 | 0.07538 | 0.07538 | 0.07538 | 0.07538 | 0.07538 | 0.07538 | 0.07538 | 0.07538 | 0.07538 | 0.07538 | 0.07538 | 0.07538 | 0.07538 | 0.07538 | 0.07538 | 0.07538 | 0.07538 | 0.07538 | 0.07538 | 0.07538 | 0.07538 | 0.07538 | 0.07538 | 0.07538 | 0.07538 | 0.07538 | 0.07538 | 0.07538 | 0.07538 | 0.07538 | 0.07538 | 0.07538 | 0.07538 | 0.07538 | 0.07538 | 0.07538 | 0.07538 | 0.07538 | 0.07538 | 0.07538 | 0.07538 | 0.07538 | 0.07538 | 0.07538 | 0.07538 | 0.07538 | 0.07538 | 0.07538 | 0.07538 | 0.07538 | 0.07538 | 0.07538 | 0.07538 | 0.07538 | 0.07538 | 0.07538 | 0.07538 | 0.07538 | 0.07538 | 0.07538 | 0.07538 | 0.07538 | 0.07538 | 0.07538 | 0.07538 | 0.07538 | 0.07538 | 0.07538 | 0.07538 | 0.07538 | 0.07538 | 0.07538 | 0.07538 | 0.07538 | 0.07538 | 0.07538 | 0.07538 | 0.07538 | 0.07538 | 0.07538 | 0.07538 | 0.07538 | 0.07538 | 0.07538 | 0.07538 | 0.07538 | 0.07538 | 0.07538 | 0.07538 | 0.07538 | 0.07538 | 0.07538 | 0.07538 | 0.07538 | 0.07538 | 0.07538 | 0.07538 | 0.07538 | 0.07538 | 0.07538 | 0.07538 | 0.07538 | 0.07538 | 0.07538 | 0.07538 | 0.07538 | 0.07538 | 0.07538 | 0.07538 | 0.07538 | 0.07538 | 0.07538 | 0.07538 | 0.07538 | 0.07538 | 0.07538 | 0.07538 | 0.07538 | 0.07538 | 0.07538 | 0.07538 | 0.07538 | 0.07538 | 0.07538 | 0.07538 | 0.07538 | 0.07538 | 0.07538 | 0.07538 | 0.07538 | 0.07538 | 0.07538 | 0.07538 | 0.07538 | 0.07538 | 0.07538 | 0.07538 | 0.07538 | 0.07538 | 0.07538 | 0.07538 | 0.07538 | 0.07538 | 0.07538 | 0.07538 | 0.07538 | 0.07538 | 0.07538 | 0.07538 | 0.07538 | 0.07538 | 0.07538 | 0.07538 | 0.07538 | 0.07538 | 0.07538 | 0.07538 | 0.07538 | 0.07538 | 0.07538 | 0.07538 | 0.07538 | 0.07538 | 0.07538 | 0.07538 | 0.07538 | 0.07538 | 0.07538 | 0.07538 | 0.07538 | 0.07538 | 0.07538 | 0.07538 | 0.07538 | 0.07538 | 0.07538 | 0.07538 | 0.07538 | 0.07538 | 0.07538 | 0.07538 | 0.07538 | 0.07538 | 0.07538 | 0.07538 | 0.07538 | 0.07538 | 0.07538 | 0.07538 | 0.07538 | 0.07538 | 0.07538 | 0.07538 | 0.07538 | 0.07538 | 0.07538 | 0.07538 | 0.07538 | 0.07538 | 0.07538 | 0.07538 | 0.07538 | 0.07538 | 0.07538 | 0.07538 | 0.07538 | 0.07538 | 0.07538 | 0.07538 | 0.07538 | 0.07538 | 0.07538 | 0.07538 | 0.07538 | 0.07538 | 0.07538 | 0.07538 | 0.07538 | 0.07538 | 0.07538 | 0.07538 | 0.07538 | 0.07538 | 0.07538 | 0.07538 | 0.07538 | 0.07538 | 0.07538 | 0.07538 | 0.07538 | 0.07538 | 0.07538 | 0.07538 | 0.07538 | 0.07538 | 0.07538 | 0.07538 | 0.07538 | 0.07538 | 0.07538 | 0.07538 | 0.07538 | 0.07538 | 0.07538 | 0.07538 | 0.07538 | 0.07538 | 0.07538 | 0.07538 | 0.07538 | 0.07538 | 0.07538 | 0.07538 | 0.07538 | 0.07538 | 0.07538 | 0.07538 | 0.07538 | 0.07538 | 0.07538 | 0.07538 | 0.07538 | 0.07538 | 0.07538 | 0.07538 | 0.07538 | 0.07538 | 0.07538 | 0.07538 | 0.07538 | 0.07538 | 0.07538 | 0.07538 | 0.07538 | 0.07538 | 0.07538 | 0.07538 | 0.07538 | 0.07538 | 0.07538 | 0.07538 | 0.07538 | 0.07538 | 0.07538 | 0.07538 | 0.07538 | 0.07538 | 0.07538 | 0.07538 | 0.07538 | 0.07538 | 0.07538 | 0.07538 | 0.07538 | 0.07538 | 0.07538 | 0.07538 | 0.07538 | 0.07538 | 0.07538 | 0.07538 | 0.07538 | 0.07538 | 0.07538 | 0.07538 | 0.07538 | 0.07538 | 0.07538 | 0.07538 | 0.07538 | 0.07538 | 0.07538 | 0.07538 | 0.07538 | 0.07538 | 0.07538 | 0.07538 | 0.07538 | 0.07538 | 0.07538 | 0.07538 | 0.07538 | 0.07538 | 0.07538 | 0.07538 | 0.07538 | 0.07538 | 0.07538 | 0.07538 | 0.07538 | 0.07538 | 0.07538 | 0.07538 | 0.07538 | 0.07538 | 0.07538 | 0.07538 | 0.07538 | 0.07538 | 0.07538 | 0.07538 | 0.07538 | 0.07538 | 0.07538 | 0.07538 | 0.07538 | 0.07538 | 0.07538 | 0.07538 | 0.07538 | 0.07538 | 0.07538 | 0.07538 | 0.07538 | 0.07538 | 0.07538 | 0.07538 | 0.07538 | 0.07538 | 0.07538 | 0.07538 | 0.07538 | 0.07538 | 0.07538 | 0.07538 | 0.07538 | 0.07538 | 0.07538 | 0.07538 | 0.07538 | 0.07538 | 0.07538 | 0.07538 | 0.07538 | 0.07538 | 0.07538 | 0.07538 | 0.07538 | 0.07538 | 0.07538 | 0.07538 | 0.07538 | 0.07538 | 0.07538 | 0.07538 | 0.07538 | 0.07538 | 0.07538 | 0.07538 | 0.07538 | 0.07538 | 0.07538 | 0.07538 | 0.07538 | 0.07538 | 0.07538 | 0.07538 | 0.07538 | 0.07538 | 0.07538 | 0.07538 | 0.07538 | 0.07538 | 0.07538 | 0.07538 | 0.07538 | 0.07538 | 0.07538 | 0.07538 | 0.07538 | 0.07538 | 0.07538 | 0.07538 | 0.07538 | 0.07538 | 0.07538 | 0.07538 | 0.07538 | 0.07538 | 0.07538 | 0.07538 | 0.07538 | 0.07538 | 0.07538 | 0.07538 | 0.07538 | 0.07538 | 0.07538 | 0.07538 | 0.07538 | 0.07538 | 0.07538 | 0.07538 | 0.07538 | 0.07538 | 0.07538 | 0.07538 | 0.07538 | 0.07538 | 0.07538 | 0.07538 | 0.07538 | 0.07538 | 0.07538 | 0.07538 | 0.07538 | 0.07538 | 0.07538 | 0.07538 | 0.07538 | 0.07538 | 0.07538 | 0.07538 | 0.07538 | 0.07538 | 0.07538 | 0.07538 | 0.07538 | 0.07538 | 0.07538 | 0.07538 | 0.07538 | 0.07538 | 0.07538 | 0.07538 | 0.07538 | 0.07538 | 0.07538 | 0.07538 | 0.07538 | 0.07538 | 0.07538 | 0.07538 | 0.07538 | 0.07538 | 0.07538 | 0.07538 | 0.07538 | 0.07538 | 0.07538 | 0.07538 | 0.07538 | 0.07538 | 0.07538 | 0.07538 | 0.07538 | 0.07538 | 0.07538 | 0.07538 | 0.07538 | 0.07538 | 0.07538 | 0.07538 | 0.07538 | 0.07538 | 0.07538 | 0.07538 | 0.07538 | 0.07538 | 0.07538 | 0.07538 | 0.07538 | 0.07538 | 0.07538 | 0.07538 | 0.07538 | 0.07538 | 0.07538 | 0.07538 | 0.07538 | 0.07538 | 0.07538 | 0.07538 | 0.07538 | 0.07538 | 0.07538 | 0.07538 | 0.07538 | 0.07538 | 0.07538 | 0.07538 | 0.07538 | 0.07538 | 0.07538 | 0.07538 | 0.07538 | 0.07538 | 0.07538 | 0.07538 | 0.07538 | 0.07538 | 0.07538 | 0.07538 | 0.07538 | 0.07538 | 0.07538 | 0.07538 | 0.07538 | 0.07538 | 0.07538 | 0.07538 | 0.07538 | 0.07538 | 0.07538 | 0.07538 | 0.07538 | 0.07538 | 0.07538 | 0.07538 | 0.07538 | 0.07538 | 0.07538 | 0.07538 | 0.07538 | 0.07538 | 0.07538 | 0.07538 | 0.07538 | 0.07538 | 0.07538 | 0.07538 | 0.07538 | 0.07538 | 0.07538 | 0.07538 | 0.07538 | 0.07538 | 0.07538 | 0.07538 | 0.07538 | 0.07538 | 0.07538 | 0.07538 | 0.07538 | 0.07538 | 0.07538 | 0.07538 | 0.07538 | 0.07538 | 0.07538 | 0.07538 | 0.07538 | 0.07538 | 0.07538 | 0.07538 | 0.07538 | 0.07538 | 0.07538 | 0.07538 | 0.07538 | 0.07538 | 0.07538 | 0.07538 | 0.07538 | 0.07538 | 0.07538 | 0.07538 | 0.07538 | 0.07538 | 0.07538 | 0.07538 | 0.07538 | 0.07538 | 0.07538 | 0.07538 | 0.07538 | 0.07538 | 0.07538 | 0.07538 | 0.07538 | 0.07538 | 0.07538 | 0.07538 | 0.07538 | 0.07538 | 0.07538 | 0.07538 | 0.07538 | 0.07538 | 0.07538 | 0.07538 | 0.07538 | 0.07538 | 0.07538 | 0.07538 | 0.07538 | 0.07538 | 0.07538 | 0.07538 | 0.07538 | 0.07538 | 0.07538 | 0.07538 | 0.07538 | 0.07538 | 0.07538 | 0.07538 | 0.07538 | 0.07538 | 0.07538 | 0.07538 | 0.07538 | 0.07538 | 0.07538 | 0.07538 | 0.07538 | 0.07538 | 0.07538 | 0.07538 | 0.07538 | 0.07538 | 0.07538 | 0.07538 | 0.07538 | 0.07538 | 0.07538 | 0.07538 | 0.07538 | 0.07538 | 0.07538 | 0.07538 | 0.07538 | 0.07538 | 0.07538 | 0.07538 | 0.07538 | 0.07538 | 0.07538 | 0.07538 | 0.07538 | 0.07538 | 0.07538 | 0.07538 | 0.07538 | 0.07538 | 0.07538 | 0.07538 | 0.07538 | 0.07538 | 0.07538 | 0.07538 | 0.07538 | 0.07538 | 0.07538 | 0.07538 | 0.07538 | 0.07538 | 0.07538 | 0.07538 | 0.07538 | 0.07538 | 0.07538 | 0.07538 | 0.07538 | 0.07538 | 0.07538 | 0.07538 | 0.07538 | 0.07538 | 0.07538 | 0.07538 | 0.07538 | 0.07538 | 0.07538 | 0.07538 | 0.07538 | 0.07538 | 0.07538 | 0.07538 | 0.07538 | 0.07538 | 0.07538 | 0.07538 | 0.07538 | 0.07538 | 0.07538 | 0.07538 | 0.07538 | 0.07538 | 0.07538 | 0.07538 | 0.07538 | 0.07538 | 0.07538 | 0.07538 | 0.07538 | 0.07538 | 0.07538 | 0.07538 | 0.07538 | 0.07538 | 0.07538 | 0.07538 | 0.07538 | 0.07538 | 0.07538 | 0.07538 | 0.07538 | 0.07538 | 0.07538 | 0.07538 | 0.07538 | 0.07538 | 0.07538 | 0.07538 | 0.07538 | 0.07538 | 0.07538 | 0.07538 | 0.07538 | 0.07538 | 0.07538 | 0.07538 | 0.07538 | 0.07538 | 0.07538 | 0.07538 | 0.07538 | 0.07538 | 0.07538 | 0.07538 | 0.07538 | 0.07538 | 0.07538 | 0.07538 | 0.07538 | 0.07538 | 0.07538 | 0.07538 | 0.07538 | 0.07538 | 0.07538 | 0.07538 | 0.07538 | 0.07538 | 0.07538 | 0.07538 | 0.07538 | 0.07538 | 0.07538 | 0.07538 | 0.07538 | 0.07538 | 0.07538 | 0.07538 | 0.07538 | 0.07538 | 0.07538 | 0.07538 | 0.07538 | 0.07538 | 0.07538 | 0.07538 | 0.07538 | 0.07538 | 0.07538 | 0.07538 | 0.07538 | 0.07538 | 0.07538 | 0.07538 | 0.07538 | 0.07538 | 0.07538 | 0.07538 | 0.07538 | 0.07538 | 0.07538 | 0.07538 | 0.07538 | 0.07538 | 0.07538 | 0.07538 | 0.07538 | 0.07538 | 0.07538 | 0.07538 | 0.07538 | 0.07538 | 0.07538 | 0.07538 | 0.07538 | 0.07538 | 0.07538 | 0.07538 | 0.07538 | 0.07538 | 0.07538 | 0.07538 | 0.07538 | 0.07538 | 0.07538 | 0.07538 | 0.07538 | 0.07538 | 0.07538 | 0.07538 | 0.07538 | 0.07538 | 0.07538 | 0.07538 | 0.07538 | 0.07538 | 0.07538 | 0.07538 | 0.07538 | 0.07538 | 0.07538 | 0.07538 | 0.07538 | 0.07538 | 0.07538 | 0.07538 | 0.07538 | 0.07538 | 0.07538 | 0.07538 | 0.07538 | 0.07538 | 0.07538 | 0.07538 | 0.07538 | 0.07538 | 0.07538 | 0.07538 | 0.07538 | 0.07538 | 0.07538 | 0.07538 | 0.07538 | 0.07538 | 0.07538 | 0.07538 | 0.07538 | 0.07538 | 0.07538 | 0.07538 | 0.07538 | 0.07538 | 0.07538 | 0.07538 | 0.07538 | 0.07538 | 0.07538 | 0.07538 | 0.07538 | 0.07538 | 0.07538 | 0.07538 | 0.07538 | 0.07538 | 0.07538 | 0.07538 | 0.07538 | 0.07538 | 0.07538 | 0.07538 | 0.07538 | 0.07538 | 0.07538 | 0.07538 | 0.07538 | 0.07538 | 0.07538 | 0.07538 | 0.07538 | 0.07538 | 0.07538 | 0.07538 | 0.07538 | 0.07538 | 0.07538 | 0.07538 | 0.07538 | 0.07538 | 0.07538 | 0.07538 | 0.07538 | 0.07538 | 0.07538 | 0.07538 | 0.07538 | 0.07538 | 0.07538 | 0.07538 | 0.07538 | 0.07538 | 0.07538 | 0.07538 | 0.07538 | 0.07538 | 0.07538 | 0.07538 | 0.07538 | 0.07538 | 0.07538 | 0.07538 | 0.07538 | 0.07538 | 0.07538 | 0.07538 | 0.07538 | 0.07538 | 0.07538 | 0.07538 | 0.07538 | 0.07538 | 0.07538 | 0.07538 | 0.07538 | 0.07538 | 0.07538 | 0.07538 | 0.07538 | 0.07538 | 0.07538 | 0.07538 | 0.07538 | 0.07538 | 0.07538 | 0.07538 | 0.07538 | 0.07538 | 0.07538 | 0.07538 | 0.07538 | 0.07538 | 0.07538 | 0.07538 | 0.07538 | 0.07538 | 0.07538 | 0.07538 | 0.07538 | 0.07538 | 0.07538 | 0.07538 | 0.07538 | 0.07538 | 0.07538 | 0.07538 | 0.07538 | 0.07538 | 0.07538
Return Conduction Rate (via air-glass) | W | Rk | 0.043202 | 0.043557 | 0.043912 | 0.044268 | 0.044623 | 0.044979 | 0.045335 | 0.045691 | 0.046047 | 0.046403 | 0.04676 | 0.047116 | 0.047473 | 0.04783 | 0.048187 | 0.048544 | 0.048902 | 0.049259 | 0.049617 | 0.049974 | 0.050332 | 0.050691 | 0.051049 | 0.051407 | 0.051766 | 0.052124 | 0.052483 | 0.052842 | 0.053201 | 0.053561 | 0.05392 | 0.05428 | 0.05464 | 0.054999 | 0.055359 | 0.05572 | 0.05608 | 0.05644 | 0.056801 | 0.057162 | 0.057523 | 0.057884 | 0.058245 | 0.058606 | 0.058968 | 0.059329 | 0.059691 | 0.060053 | 0.060415 | 0.060777 | 0.061139 | 0.061502 | 0.061865 | 0.062227 | 0.06259 | 0.062953 | 0.063316 | 0.06368 | 0.064043 | 0.064407 | 0.064771 | 0.065134 | 0.065498 | 0.065863 | 0.066227 | 0.066591 | 0.066956 | 0.067321 | 0.067685 | 0.06805 | 0.068416 | 0.068781 | 0.069146 | 0.069512 | 0.069877 | 0.070243 | 0.070609 | 0.070975 | 0.071341 | 0.071341 | 0.071341 | 0.071341 | 0.071341 | 0.071341 | 0.071341 | 0.071341 | 0.071341 | 0.071341 | 0.071341 | 0.071341 | 0.071341 | 0.071341 | 0.071341 | 0.071341 | 0.071341 | 0.071341 | 0.071341 | 0.071341 | 0.071341 | 0.071341 | 0.071341 | 0.071341 | 0.071341 | 0.071341 | 0.071341 | 0.071341 | 0.071341 | 0.071341 | 0.071341 | 0.071341 | 0.071341 | 0.071341 | 0.071341 | 0.071341 | 0.071341 | 0.071341 | 0.071341 | 0.071341 | 0.071341 | 0.071341 | 0.071341 | 0.071341 | 0.071341 | 0.071341 | 0.071341 | 0.071341 | 0.071341 | 0.071341 | 0.071341 | 0.071341 | 0.071341 | 0.071341 | 0.071341 | 0.071341 | 0.071341 | 0.071341 | 0.071341 | 0.071341 | 0.071341 | 0.071341 | 0.071341 | 0.071341 | 0.071341 | 0.071341 | 0.071341 | 0.071341 | 0.071341 | 0.071341 | 0.071341 | 0.071341 | 0.071341 | 0.071341 | 0.071341 | 0.071341 | 0.071341 | 0.071341 | 0.071341 | 0.071341 | 0.071341 | 0.071341 | 0.071341 | 0.071341 | 0.071341 | 0.071341 | 0.071341 | 0.071341 | 0.071341 | 0.071341 | 0.071341 | 0.071341 | 0.071341 | 0.071341 | 0.071341 | 0.071341 | 0.071341 | 0.071341 | 0.071341 | 0.071341 | 0.071341 | 0.071341 | 0.071341 | 0.071341 | 0.071341 | 0.071341 | 0.071341 | 0.071341 | 0.071341 | 0.071341 | 0.071341 | 0.071341 | 0.071341 | 0.071341 | 0.071341 | 0.071341 | 0.071341 | 0.071341 | 0.071341 | 0.071341 | 0.071341 | 0.071341 | 0.071341 | 0.071341 | 0.071341 | 0.071341 | 0.071341 | 0.071341 | 0.071341 | 0.071341 | 0.071341 | 0.071341 | 0.071341 | 0.071341 | 0.071341 | 0.071341 | 0.071341 | 0.071341 | 0.071341 | 0.071341 | 0.071341 | 0.071341 | 0.071341 | 0.071341 | 0.071341 | 0.071341 | 0.071341 | 0.071341 | 0.071341 | 0.071341 | 0.071341 | 0.071341 | 0.071341 | 0.071341 | 0.071341 | 0.071341 | 0.071341 | 0.071341 | 0.071341 | 0.071341 | 0.071341 | 0.071341 | 0.071341 | 0.071341 | 0.071341 | 0.071341 | 0.071341 | 0.071341 | 0.071341 | 0.071341 | 0.071341 | 0.071341 | 0.071341 | 0.071341 | 0.071341 | 0.071341 | 0.071341 | 0.071341 | 0.071341 | 0.071341 | 0.071341 | 0.071341 | 0.071341 | 0.071341 | 0.071341 | 0.071341 | 0.071341 | 0.071341 | 0.071341 | 0.071341 | 0.071341 | 0.071341 | 0.071341 | 0.071341 | 0.071341 | 0.071341 | 0.071341 | 0.071341 | 0.071341 | 0.071341 | 0.071341 | 0.071341 | 0.071341 | 0.071341 | 0.071341 | 0.071341 | 0.071341 | 0.071341 | 0.071341 | 0.071341 | 0.071341 | 0.071341 | 0.071341 | 0.071341 | 0.071341 | 0.071341 | 0.071341 | 0.071341 | 0.071341 | 0.071341 | 0.071341 | 0.071341 | 0.071341 | 0.071341 | 0.071341 | 0.071341 | 0.071341 | 0.071341 | 0.071341 | 0.071341 | 0.071341 | 0.071341 | 0.071341 | 0.071341 | 0.071341 | 0.071341 | 0.071341 | 0.071341 | 0.071341 | 0.071341 | 0.071341 | 0.071341 | 0.071341 | 0.071341 | 0.071341 | 0.071341 | 0.071341 | 0.071341 | 0.071341 | 0.071341 | 0.071341 | 0.071341 | 0.071341 | 0.071341 | 0.071341 | 0.071341 | 0.071341 | 0.071341 | 0.071341 | 0.071341 | 0.071341 | 0.071341 | 0.071341 | 0.071341 | 0.071341 | 0.071341 | 0.071341 | 0.071341 | 0.071341 | 0.071341 | 0.071341 | 0.071341 | 0.071341 | 0.071341 | 0.071341 | 0.071341 | 0.071341 | 0.071341 | 0.071341 | 0.071341 | 0.071341 | 0.071341 | 0.071341 | 0.071341 | 0.071341 | 0.071341 | 0.071341 | 0.071341 | 0.071341 | 0.071341 | 0.071341 | 0.071341 | 0.071341 | 0.071341 | 0.071341 | 0.071341 | 0.071341 | 0.071341 | 0.071341 | 0.071341 | 0.071341 | 0.071341 | 0.071341 | 0.071341 | 0.071341 | 0.071341 | 0.071341 | 0.071341 | 0.071341 | 0.071341 | 0.071341 | 0.071341 | 0.071341 | 0.071341 | 0.071341 | 0.071341 | 0.071341 | 0.071341 | 0.071341 | 0.071341 | 0.071341 | 0.071341 | 0.071341 | 0.071341 | 0.071341 | 0.071341 | 0.071341 | 0.071341 | 0.071341 | 0.071341 | 0.071341 | 0.071341 | 0.071341 | 0.071341 | 0.071341 | 0.071341 | 0.071341 | 0.071341 | 0.071341 | 0.071341 | 0.071341 | 0.071341 | 0.071341 | 0.071341 | 0.071341 | 0.071341 | 0.071341 | 0.071341 | 0.071341 | 0.071341 | 0.071341 | 0.071341 | 0.071341 | 0.071341 | 0.071341 | 0.071341 | 0.071341 | 0.071341 | 0.071341 | 0.071341 | 0.071341 | 0.071341 | 0.071341 | 0.071341 | 0.071341 | 0.071341 | 0.071341 | 0.071341 | 0.071341 | 0.071341 | 0.071341 | 0.071341 | 0.071341 | 0.071341 | 0.071341 | 0.071341 | 0.071341 | 0.071341 | 0.071341 | 0.071341 | 0.071341 | 0.071341 | 0.071341 | 0.071341 | 0.071341 | 0.071341 | 0.071341 | 0.071341 | 0.071341 | 0.071341 | 0.071341 | 0.071341 | 0.071341 | 0.071341 | 0.071341 | 0.071341 | 0.071341 | 0.071341 | 0.071341 | 0.071341 | 0.071341 | 0.071341 | 0.071341 | 0.071341 | 0.071341 | 0.071341 | 0.071341 | 0.071341 | 0.071341 | 0.071341 | 0.071341 | 0.071341 | 0.071341 | 0.071341 | 0.071341 | 0.071341 | 0.071341 | 0.071341 | 0.071341 | 0.071341 | 0.071341 | 0.071341 | 0.071341 | 0.071341 | 0.071341 | 0.071341 | 0.071341 | 0.071341 | 0.071341 | 0.071341 | 0.071341 | 0.071341 | 0.071341 | 0.071341 | 0.071341 | 0.071341 | 0.071341 | 0.071341 | 0.071341 | 0.071341 | 0.071341 | 0.071341 | 0.071341 | 0.071341 | 0.071341 | 0.071341 | 0.071341 | 0.071341 | 0.071341 | 0.071341 | 0.071341 | 0.071341 | 0.071341 | 0.071341 | 0.071341 | 0.071341 | 0.071341 | 0.071341 | 0.071341 | 0.071341 | 0.071341 | 0.071341 | 0.071341 | 0.071341 | 0.071341 | 0.071341 | 0.071341 | 0.071341 | 0.071341 | 0.071341 | 0.071341 | 0.071341 | 0.071341 | 0.071341 | 0.071341 | 0.071341 | 0.071341 | 0.071341 | 0.071341 | 0.071341 | 0.071341 | 0.071341 | 0.071341 | 0.071341 | 0.071341 | 0.071341 | 0.071341 | 0.071341 | 0.071341 | 0.071341 | 0.071341 | 0.071341 | 0.071341 | 0.071341 | 0.071341 | 0.071341 | 0.071341 | 0.071341 | 0.071341 | 0.071341 | 0.071341 | 0.071341 | 0.071341 | 0.071341 | 0.071341 | 0.071341 | 0.071341 | 0.071341 | 0.071341 | 0.071341 | 0.071341 | 0.071341 | 0.071341 | 0.071341 | 0.071341 | 0.071341 | 0.071341 | 0.071341 | 0.071341 | 0.071341 | 0.071341 | 0.071341 | 0.071341 | 0.071341 | 0.071341 | 0.071341 | 0.071341 | 0.071341 | 0.071341 | 0.071341 | 0.071341 | 0.071341 | 0.071341 | 0.071341 | 0.071341 | 0.071341 | 0.071341 | 0.071341 | 0.071341 | 0.071341 | 0.071341 | 0.071341 | 0.071341 | 0.071341 | 0.071341 | 0.071341 | 0.071341 | 0.071341 | 0.071341 | 0.071341 | 0.071341 | 0.071341 | 0.071341 | 0.071341 | 0.071341 | 0.071341 | 0.071341 | 0.071341 | 0.071341 | 0.071341 | 0.071341 | 0.071341 | 0.071341 | 0.071341 | 0.071341 | 0.071341 | 0.071341 | 0.071341 | 0.071341 | 0.071341 | 0.071341 | 0.071341 | 0.071341 | 0.071341 | 0.071341 | 0.071341 | 0.071341 | 0.071341 | 0.071341 | 0.071341 | 0.071341 | 0.071341 | 0.071341 | 0.071341 | 0.071341 | 0.071341 | 0.071341 | 0.071341 | 0.071341 | 0.071341 | 0.071341 | 0.071341 | 0.071341 | 0.071341 | 0.071341 | 0.071341 | 0.071341 | 0.071341 | 0.071341 | 0.071341 | 0.071341 | 0.071341 | 0.071341 | 0.071341 | 0.071341 | 0.071341 | 0.071341 | 0.071341 | 0.071341 | 0.071341 | 0.071341 | 0.071341 | 0.071341 | 0.071341 | 0.071341 | 0.071341 | 0.071341 | 0.071341 | 0.071341 | 0.071341 | 0.071341 | 0.071341 | 0.071341 | 0.071341 | 0.071341 | 0.071341 | 0.071341 | 0.071341 | 0.071341 | 0.071341 | 0.071341 | 0.071341 | 0.071341 | 0.071341 | 0.071341 | 0.071341 | 0.071341 | 0.071341 | 0.071341 | 0.071341 | 0.071341 | 0.071341 | 0.071341 | 0.071341 | 0.071341 | 0.071341 | 0.071341 | 0.071341 | 0.071341 | 0.071341 | 0.071341 | 0.071341 | 0.071341 | 0.071341 | 0.071341 | 0.071341 | 0.071341 | 0.071341 | 0.071341 | 0.071341 | 0.071341 | 0.071341 | 0.071341 | 0.071341 | 0.071341 | 0.071341 | 0.071341 | 0.071341 | 0.071341 | 0.071341 | 0.071341 | 0.071341 | 0.071341 | 0.071341 | 0.071341 | 0.071341 | 0.071341 | 0.071341 | 0.071341 | 0.071341 | 0.071341 | 0.071341 | 0.071341 | 0.071341 | 0.071341 | 0.071341 | 0.071341 | 0.071341 | 0.071341 | 0.071341 | 0.071341 | 0.071341 | 0.071341 | 0.071341 | 0.071341 | 0.071341 | 0.071341 | 0.071341 | 0.071341 | 0.071341 | 0.071341 | 0.071341 | 0.071341 | 0.071341 | 0.071341 | 0.071341 | 0.071341 | 0.071341 | 0.071341 | 0.071341 | 0.071341 | 0.071341 | 0.071341 | 0.071341 | 0.071341 | 0.071341 | 0.071341 | 0.071341 | 0.071341 | 0.071341 | 0.071341 | 0.071341 | 0.071341 | 0.071341 | 0.071341 | 0.071341 | 0.071341 | 0.071341 | 0.071341 | 0.071341 | 0.071341 | 0.071341 | 0.071341 | 0.071341 | 0.071341 | 0.071341 | 0.071341 | 0.071341 | 0.071341 | 0.071341 | 0.071341 | 0.071341 | 0.071341 | 0.071341 | 0.071341 | 0.071341 | 0.071341 | 0.071341 | 0.071341 | 0.071341 | 0.071341 | 0.071341 | 0.071341 | 0.071341 | 0.071341 | 0.071341 | 0.071341 | 0.071341 | 0.071341 | 0.071341 | 0.071341 | 0.071341 | 0.071341 | 0.071341 | 0.071341 | 0.071341 | 0.071341 | 0.071341 | 0.071341 | 0.071341 | 0.071341 | 0.071341 | 0.071341 | 0.071341 | 0.071341 | 0.071341 | 0.071341 | 0.071341 | 0.071341 | 0.071341 | 0.071341 | 0.071341 | 0.071341 | 0.071341 | 0.071341 | 0.071341 | 0.071341 | 0.071341 | 0.071341 | 0.071341 | 0.071341 | 0.071341 | 0.071341 | 0.071341 | 0.071341 | 0.071341 | 0.071341 | 0.071341 | 0.071341 | 0.071341 | 0.071341 | 0.071341 | 0.071341 | 0.071341 | 0.071341 | 0.071341 | 0.071341 | 0.071341 | 0.071341 | 0.071341 | 0.071341 | 0.071341 | 0.071341 | 0.071341 | 0.071341 | 0.071341 | 0.071341 | 0.071341 | 0.071341 | 0.071341 | 0.071341 | 0.071341 | 0.071341 | 0.071341 | 0.071341 | 0.071341 | 0.071341 | 0.071341 | 0.071341 | 0.071341 | 0.071341 | 0.071341 | 0.071341 | 0.071341 | 0.071341 | 0.071341 | 0.071341 | 0.071341 | 0.071341 | 0.071341 | 0.071341 | 0.071341 | 0.071341 | 0.071341 | 0.071341 | 0.071341 | 0.071341 | 0.071341 | 0.071341 | 0.071341 | 0.071341 | 0.071341 | 0.071341 | 0.071341 | 0.071341 | 0.071341 | 0.071341 | 0.071341 | 0.071341 | 0.071341 | 0.071341 | 0.071341 | 0.071341 | 0.071341 | 0.071341 | 0.071341 | 0.071341 | 0.071341 | 0.071341 | 0.071341 | 0.071341 | 0.071341 | 0.071341 | 0.071341 | 0.071341 | 0.071341 | 0.071341 | 0.071341 | 0.071341 | 0.071341 | 0.071341 | 0.071341 | 0.071341 | 0.071341 | 0.071341 | 0.071341 | 0.071341 | 0.071341 | 0.071341 | 0.071341 | 0.071341 | 0.071341 | 0.071341 | 0.071341 | 0.071341 | 0.071341 | 0.071341 | 0.071341 | 0.071341 | 0.071341 | 0.071341 | 0.071341 | 0.071341 | 0.071341 | 0.071341 | 0.071341 | 0.071341 | 0.071341 | 0.071341 | 0.071341 | 0.071341 | 0.071341 | 0.071341 | 0.071341 | 0.071341 | 0.071341 | 0.071341 | 0.071341 | 0.071341 | 0.071341 | 0.071341 | 0.071341 | 0.071341 | 0.071341 | 0.071341 | 0.071341 | 0.071341 | 0.071341 | 0.071341 | 0.071341 | 0.071341 | 0.071341 | 0.071341 | 0.071341 | 0.071341 | 0.071341 | 0.071341 | 0.071341 | 0.071341 | 0.071341 | 0.071341 | 0.071341 | 0.071341 | 0.071341 | 0.071341 | 0.071341 | 0.071341 | 0.071341 | 0.071341 | 0.071341 | 0.071341 | 0.071341 | 0.071341 | 0.071341 | 0.071341 | 0.071341 | 0.071341 | 0.071341 | 0.071341 | 0.071341 | 0.071341 | 0.071341 | 0.071341 | 0.071341 | 0.071341 | 0.071341 | 0.071341 | 0.071341 | 0.071341 | 0.071341 | 0.071341 | 0.071341 | 0.071341 | 0.071341 | 0.071341 | 0.071341 | 0.071341 | 0.071341 | 0.071341 | 0.071341 | 0.071341 | 0.071341 | 0.071341 | 0.071341 | 0.071341 | 0.071341 | 0.071341 | 0.071341 | 0.071341 | 0.071341 | 0.071341 | 0.071341 | 0.071341 | 0.071341 | 0.071341 | 0.071341 | 0.071341 | 0.071341 | 0.071341 | 0.071341 | 0.071341 | 0.071341 | 0.071341 | 0.071341 | 0.071341 | 0.071341 | 0.071341 | 0.071341 | 0.071341 | 0.071341 | 0.071341 | 0.071341 | 0.071341 | 0.071341 | 0.071341 | 0.071341 | 0.071341 | 0.071341 | 0.071341 | 0.071341 | 0.071341 | 0.071341 | 0.071341 | 0.071341 | 0.071341 | 0.071341 | 0.071341 | 0.071341 | 0.071341 | 0.071341 | 0.071341 | 0.071341 | 0.071341 | 0.071341 | 0.071341 | 0.071341 | 0.071341 | 0.071341 | 0.071341 | 0.071341 | 0.071341 | 0.071341 | 0.071341 | 0.071341 | 0.071341 | 0.071341 | 0.071341 | 0.071341 | 0.071341 | 0.071341 | 0.071341 | 0.071341 | 0.071341 | 0.071341 | 0.071341 | 0.071341 | 0.071341 | 0.071341 | 0.071341 | 0.071341 | 0.071341 | 0.071341 | 0.071341 | 0.071341 | 0.071341 | 0.071341 | 0.071341 | 0.071341 | 0.071341 | 0.071341 | 0.071341 | 0.071341 | 0.071341 | 0.071341 | 0.071341 | 0.071341 | 0.071341 | 0.071341 | 0.071341 | 0.071341 | 0.071341 | 0.071341 | 0.071341 | 0.071341 | 0.071341 | 0.071341 | 0.071341 | 0.071341 | 0.071341 | 0.071341 | 0.071341 | 0.071341 | 0.071341 | 0.071341 | 0.071341 | 0.071341 | 0.071341 | 0.071341 | 0.071341 | 0.071341 | 0.071341 | 0.071341 | 0.071341 | 0.071341 | 0.071341 | 0.071341 | 0.071341 | 0.071341 | 0.071341 | 0.071341 | 0.071341 | 0.071341 | 0.071341 | 0.071341 | 0.071341 | 0.071341 | 0.071341 | 0.071341 | 0.071341 | 0.071341 | 0.071341 | 0.071341 | 0.071341 | 0.071341 | 0.071341 | 0.071341 | 0.071341 | 0.071341 | 0.071341 | 0.071341 | 0.071341 | 0.071341 | 0.071341 | 0.071341 | 0.071341 | 0.071341 | 0.071341 | 0.071341 | 0.071341 | 0.071341 | 0.071341 | 0.071341 | 0.071341 | 0.071341 | 0.071341 | 0.071341 | 0.071341 | 0.071341 | 0.071341 | 0.071341 | 0.071341 | 0.071341 | 0.071341 | 0.071341 | 0.071341 | 0.071341 | 0.071341 | 0.071341 | 0.071341 | 0.071341 | 0.071341 | 0.071341 | 0.071341 | 0.071341 | 0.071341 | 0.071341 | 0.071341 | 0.071341 | 0.071341 | 0.071341 | 0.071341 | 0.071341 | 0.071341 | 0.071341 | 0.071341 | 0.071341 | 0.071341 | 0.071341 | 0.071341 | 0.071341 | 0.071341 | 0.071341 | 0.071341 | 0.071341 | 0.071341 | 0.071341 | 0.071341 | 0.071341 | 0.071341 | 0.071341 | 0.071341 | 0.071341 | 0.071341 | 0.071341 | 0.071341 | 0.071341 | 0.071341 | 0.071341 | 0.071341 | 0.071341 | 0.071341 | 0.071341 | 0.071341 | 0.071341 | 0.071341 | 0.071341 | 0.071341 | 0.071341 | 0.071341 | 0.071341 | 0.071341 | 0.071341 | 0.071341 | 0.071341 | 0.071341 | 0.071341 | 0.071341 | 0.071341 | 0.071341 | 0.071341 | 0.071341 | 0.071341 | 0.071341 | 0.071341 | 0.071341 | 0.071341 | 0.071341 | 0.071341 | 0.071341 | 0.071341 | 0.071341 | 0.071341 | 0.071341 | 0.071341 | 0.071341 | 0.071341 | 0.071341 | 0.071341 | 0.071341 | 0.071341 | 0.071341 | 0.071341 | 0.071341 | 0.071341 | 0.071341 | 0.071341 | 0.071341 | 0.071341 | 0.071341 | 0.071341 | 0.071341 | 0.071341 | 0.071341 | 0.071341 | 0.071341 | 0.071341 | 0.071341 | 0.071341 | 0.071341 | 0.071341 | 0.071341 | 0.071341 | 0.071341 | 0.071341 | 0.071341 | 0.071341 | 0.071341 | 0.071341 | 0.071341 | 0.071341 | 0.071341 | 0.071341 | 0.071341 | 0.071341 | 0.071341 | 0.071341 | 0.071341 | 0.071341 | 0.071341 | 0.071341 | 0.071341 | 0.071341 | 0.071341
Reradiation Rate | W | Rr | 0.32979 | 0.33254 | 0.33529 | 0.33804 | 0.34079 | 0.34355 | 0.34631 | 0.34906 | 0.35182 | 0.35459 | 0.35735 | 0.36012 | 0.36288 | 0.36565 | 0.36842 | 0.3712 | 0.37397 | 0.37675 | 0.37953 | 0.38231 | 0.38509 | 0.38787 | 0.39066 | 0.39344 | 0.39623 | 0.39902 | 0.40181 | 0.40461 | 0.4074 | 0.4102 | 0.413 | 0.4158 | 0.4186 | 0.42141 | 0.42421 | 0.42702 | 0.42983 | 0.43264 | 0.43545 | 0.43827 | 0.44108 | 0.4439 | 0.44672 | 0.44954 | 0.45237 | 0.45519 | 0.45802 | 0.46085 | 0.46368 | 0.46651 | 0.46934 | 0.47218 | 0.47501 | 0.47785 | 0.48069 | 0.48354 | 0.48638 | 0.48922 | 0.49207 | 0.49492 | 0.49777 | 0.50062 | 0.50348 | 0.50633 | 0.50919 | 0.51205 | 0.51491 | 0.51777 | 0.52064 | 0.5235 | 0.52637 | 0.52924 | 0.53211 | 0.53498 | 0.53786 | 0.54073 | 0.54361 | 0.54649 | 0.54937 | 0.54937 | 0.54937 | 0.54937 | 0.54937 | 0.54937 | 0.54937 | 0.54937 | 0.54937 | 0.54937 | 0.54937 | 0.54937 | 0.54937 | 0.54937 | 0.54937 | 0.54937 | 0.54937 | 0.54937 | 0.54937 | 0.54937 | 0.54937 | 0.54937 | 0.54937 | 0.54937 | 0.54937 | 0.54937 | 0.54937 | 0.54937 | 0.54937 | 0.54937 | 0.54937 | 0.54937 | 0.54937 | 0.54937 | 0.54937 | 0.54937 | 0.54937 | 0.54937 | 0.54937 | 0.54937 | 0.54937 | 0.54937 | 0.54937 | 0.54937 | 0.54937 | 0.54937 | 0.54937 | 0.54937 | 0.54937 | 0.54937 | 0.54937 | 0.54937 | 0.54937 | 0.54937 | 0.54937 | 0.54937 | 0.54937 | 0.54937 | 0.54937 | 0.54937 | 0.54937 | 0.54937 | 0.54937 | 0.54937 | 0.54937 | 0.54937 | 0.54937 | 0.54937 | 0.54937 | 0.54937 | 0.54937 | 0.54937 | 0.54937 | 0.54937 | 0.54937 | 0.54937 | 0.54937 | 0.54937 | 0.54937 | 0.54937 | 0.54937 | 0.54937 | 0.54937 | 0.54937 | 0.54937 | 0.54937 | 0.54937 | 0.54937 | 0.54937 | 0.54937 | 0.54937 | 0.54937 | 0.54937 | 0.54937 | 0.54937 | 0.54937 | 0.54937 | 0.54937 | 0.54937 | 0.54937 | 0.54937 | 0.54937 | 0.54937 | 0.54937 | 0.54937 | 0.54937 | 0.54937 | 0.54937 | 0.54937 | 0.54937 | 0.54937 | 0.54937 | 0.54937 | 0.54937 | 0.54937 | 0.54937 | 0.54937 | 0.54937 | 0.54937 | 0.54937 | 0.54937 | 0.54937 | 0.54937 | 0.54937 | 0.54937 | 0.54937 | 0.54937 | 0.54937 | 0.54937 | 0.54937 | 0.54937 | 0.54937 | 0.54937 | 0.54937 | 0.54937 | 0.54937 | 0.54937 | 0.54937 | 0.54937 | 0.54937 | 0.54937 | 0.54937 | 0.54937 | 0.54937 | 0.54937 | 0.54937 | 0.54937 | 0.54937 | 0.54937 | 0.54937 | 0.54937 | 0.54937 | 0.54937 | 0.54937 | 0.54937 | 0.54937 | 0.54937 | 0.54937 | 0.54937 | 0.54937 | 0.54937 | 0.54937 | 0.54937 | 0.54937 | 0.54937 | 0.54937 | 0.54937 | 0.54937 | 0.54937 | 0.54937 | 0.54937 | 0.54937 | 0.54937 | 0.54937 | 0.54937 | 0.54937 | 0.54937 | 0.54937 | 0.54937 | 0.54937 | 0.54937 | 0.54937 | 0.54937 | 0.54937 | 0.54937 | 0.54937 | 0.54937 | 0.54937 | 0.54937 | 0.54937 | 0.54937 | 0.54937 | 0.54937 | 0.54937 | 0.54937 | 0.54937 | 0.54937 | 0.54937 | 0.54937 | 0.54937 | 0.54937 | 0.54937 | 0.54937 | 0.54937 | 0.54937 | 0.54937 | 0.54937 | 0.54937 | 0.54937 | 0.54937 | 0.54937 | 0.54937 | 0.54937 | 0.54937 | 0.54937 | 0.54937 | 0.54937 | 0.54937 | 0.54937 | 0.54937 | 0.54937 | 0.54937 | 0.54937 | 0.54937 | 0.54937 | 0.54937 | 0.54937 | 0.54937 | 0.54937 | 0.54937 | 0.54937 | 0.54937 | 0.54937 | 0.54937 | 0.54937 | 0.54937 | 0.54937 | 0.54937 | 0.54937 | 0.54937 | 0.54937 | 0.54937 | 0.54937 | 0.54937 | 0.54937 | 0.54937 | 0.54937 | 0.54937 | 0.54937 | 0.54937 | 0.54937 | 0.54937 | 0.54937 | 0.54937 | 0.54937 | 0.54937 | 0.54937 | 0.54937 | 0.54937 | 0.54937 | 0.54937 | 0.54937 | 0.54937 | 0.54937 | 0.54937 | 0.54937 | 0.54937 | 0.54937 | 0.54937 | 0.54937 | 0.54937 | 0.54937 | 0.54937 | 0.54937 | 0.54937 | 0.54937 | 0.54937 | 0.54937 | 0.54937 | 0.54937 | 0.54937 | 0.54937 | 0.54937 | 0.54937 | 0.54937 | 0.54937 | 0.54937 | 0.54937 | 0.54937 | 0.54937 | 0.54937 | 0.54937 | 0.54937 | 0.54937 | 0.54937 | 0.54937 | 0.54937 | 0.54937 | 0.54937 | 0.54937 | 0.54937 | 0.54937 | 0.54937 | 0.54937 | 0.54937 | 0.54937 | 0.54937 | 0.54937 | 0.54937 | 0.54937 | 0.54937 | 0.54937 | 0.54937 | 0.54937 | 0.54937 | 0.54937 | 0.54937 | 0.54937 | 0.54937 | 0.54937 | 0.54937 | 0.54937 | 0.54937 | 0.54937 | 0.54937 | 0.54937 | 0.54937 | 0.54937 | 0.54937 | 0.54937 | 0.54937 | 0.54937 | 0.54937 | 0.54937 | 0.54937 | 0.54937 | 0.54937 | 0.54937 | 0.54937 | 0.54937 | 0.54937 | 0.54937 | 0.54937 | 0.54937 | 0.54937 | 0.54937 | 0.54937 | 0.54937 | 0.54937 | 0.54937 | 0.54937 | 0.54937 | 0.54937 | 0.54937 | 0.54937 | 0.54937 | 0.54937 | 0.54937 | 0.54937 | 0.54937 | 0.54937 | 0.54937 | 0.54937 | 0.54937 | 0.54937 | 0.54937 | 0.54937 | 0.54937 | 0.54937 | 0.54937 | 0.54937 | 0.54937 | 0.54937 | 0.54937 | 0.54937 | 0.54937 | 0.54937 | 0.54937 | 0.54937 | 0.54937 | 0.54937 | 0.54937 | 0.54937 | 0.54937 | 0.54937 | 0.54937 | 0.54937 | 0.54937 | 0.54937 | 0.54937 | 0.54937 | 0.54937 | 0.54937 | 0.54937 | 0.54937 | 0.54937 | 0.54937 | 0.54937 | 0.54937 | 0.54937 | 0.54937 | 0.54937 | 0.54937 | 0.54937 | 0.54937 | 0.54937 | 0.54937 | 0.54937 | 0.54937 | 0.54937 | 0.54937 | 0.54937 | 0.54937 | 0.54937 | 0.54937 | 0.54937 | 0.54937 | 0.54937 | 0.54937 | 0.54937 | 0.54937 | 0.54937 | 0.54937 | 0.54937 | 0.54937 | 0.54937 | 0.54937 | 0.54937 | 0.54937 | 0.54937 | 0.54937 | 0.54937 | 0.54937 | 0.54937 | 0.54937 | 0.54937 | 0.54937 | 0.54937 | 0.54937 | 0.54937 | 0.54937 | 0.54937 | 0.54937 | 0.54937 | 0.54937 | 0.54937 | 0.54937 | 0.54937 | 0.54937 | 0.54937 | 0.54937 | 0.54937 | 0.54937 | 0.54937 | 0.54937 | 0.54937 | 0.54937 | 0.54937 | 0.54937 | 0.54937 | 0.54937 | 0.54937 | 0.54937 | 0.54937 | 0.54937 | 0.54937 | 0.54937 | 0.54937 | 0.54937 | 0.54937 | 0.54937 | 0.54937 | 0.54937 | 0.54937 | 0.54937 | 0.54937 | 0.54937 | 0.54937 | 0.54937 | 0.54937 | 0.54937 | 0.54937 | 0.54937 | 0.54937 | 0.54937 | 0.54937 | 0.54937 | 0.54937 | 0.54937 | 0.54937 | 0.54937 | 0.54937 | 0.54937 | 0.54937 | 0.54937 | 0.54937 | 0.54937 | 0.54937 | 0.54937 | 0.54937 | 0.54937 | 0.54937 | 0.54937 | 0.54937 | 0.54937 | 0.54937 | 0.54937 | 0.54937 | 0.54937 | 0.54937 | 0.54937 | 0.54937 | 0.54937 | 0.54937 | 0.54937 | 0.54937 | 0.54937 | 0.54937 | 0.54937 | 0.54937 | 0.54937 | 0.54937 | 0.54937 | 0.54937 | 0.54937 | 0.54937 | 0.54937 | 0.54937 | 0.54937 | 0.54937 | 0.54937 | 0.54937 | 0.54937 | 0.54937 | 0.54937 | 0.54937 | 0.54937 | 0.54937 | 0.54937 | 0.54937 | 0.54937 | 0.54937 | 0.54937 | 0.54937 | 0.54937 | 0.54937 | 0.54937 | 0.54937 | 0.54937 | 0.54937 | 0.54937 | 0.54937 | 0.54937 | 0.54937 | 0.54937 | 0.54937 | 0.54937 | 0.54937 | 0.54937 | 0.54937 | 0.54937 | 0.54937 | 0.54937 | 0.54937 | 0.54937 | 0.54937 | 0.54937 | 0.54937 | 0.54937 | 0.54937 | 0.54937 | 0.54937 | 0.54937 | 0.54937 | 0.54937 | 0.54937 | 0.54937 | 0.54937 | 0.54937 | 0.54937 | 0.54937 | 0.54937 | 0.54937 | 0.54937 | 0.54937 | 0.54937 | 0.54937 | 0.54937 | 0.54937 | 0.54937 | 0.54937 | 0.54937 | 0.54937 | 0.54937 | 0.54937 | 0.54937 | 0.54937 | 0.54937 | 0.54937 | 0.54937 | 0.54937 | 0.54937 | 0.54937 | 0.54937 | 0.54937 | 0.54937 | 0.54937 | 0.54937 | 0.54937 | 0.54937 | 0.54937 | 0.54937 | 0.54937 | 0.54937 | 0.54937 | 0.54937 | 0.54937 | 0.54937 | 0.54937 | 0.54937 | 0.54937 | 0.54937 | 0.54937 | 0.54937 | 0.54937 | 0.54937 | 0.54937 | 0.54937 | 0.54937 | 0.54937 | 0.54937 | 0.54937 | 0.54937 | 0.54937 | 0.54937 | 0.54937 | 0.54937 | 0.54937 | 0.54937 | 0.54937 | 0.54937 | 0.54937 | 0.54937 | 0.54937 | 0.54937 | 0.54937 | 0.54937 | 0.54937 | 0.54937 | 0.54937 | 0.54937 | 0.54937 | 0.54937 | 0.54937 | 0.54937 | 0.54937 | 0.54937 | 0.54937 | 0.54937 | 0.54937 | 0.54937 | 0.54937 | 0.54937 | 0.54937 | 0.54937 | 0.54937 | 0.54937 | 0.54937 | 0.54937 | 0.54937 | 0.54937 | 0.54937 | 0.54937 | 0.54937 | 0.54937 | 0.54937 | 0.54937 | 0.54937 | 0.54937 | 0.54937 | 0.54937 | 0.54937 | 0.54937 | 0.54937 | 0.54937 | 0.54937 | 0.54937 | 0.54937 | 0.54937 | 0.54937 | 0.54937 | 0.54937 | 0.54937 | 0.54937 | 0.54937 | 0.54937 | 0.54937 | 0.54937 | 0.54937 | 0.54937 | 0.54937 | 0.54937 | 0.54937 | 0.54937 | 0.54937 | 0.54937 | 0.54937 | 0.54937 | 0.54937 | 0.54937 | 0.54937 | 0.54937 | 0.54937 | 0.54937 | 0.54937 | 0.54937 | 0.54937 | 0.54937 | 0.54937 | 0.54937 | 0.54937 | 0.54937 | 0.54937 | 0.54937 | 0.54937 | 0.54937 | 0.54937 | 0.54937 | 0.54937 | 0.54937 | 0.54937 | 0.54937 | 0.54937 | 0.54937 | 0.54937 | 0.54937 | 0.54937 | 0.54937 | 0.54937 | 0.54937 | 0.54937 | 0.54937 | 0.54937 | 0.54937 | 0.54937 | 0.54937 | 0.54937 | 0.54937 | 0.54937 | 0.54937 | 0.54937 | 0.54937 | 0.54937 | 0.54937 | 0.54937 | 0.54937 | 0.54937 | 0.54937 | 0.54937 | 0.54937 | 0.54937 | 0.54937 | 0.54937 | 0.54937 | 0.54937 | 0.54937 | 0.54937 | 0.54937 | 0.54937 | 0.54937 | 0.54937 | 0.54937 | 0.54937 | 0.54937 | 0.54937 | 0.54937 | 0.54937 | 0.54937 | 0.54937 | 0.54937 | 0.54937 | 0.54937 | 0.54937 | 0.54937 | 0.54937 | 0.54937 | 0.54937 | 0.54937 | 0.54937 | 0.54937 | 0.54937 | 0.54937 | 0.54937 | 0.54937 | 0.54937 | 0.54937 | 0.54937 | 0.54937 | 0.54937 | 0.54937 | 0.54937 | 0.54937 | 0.54937 | 0.54937 | 0.54937 | 0.54937 | 0.54937 | 0.54937 | 0.54937 | 0.54937 | 0.54937 | 0.54937 | 0.54937 | 0.54937 | 0.54937 | 0.54937 | 0.54937 | 0.54937 | 0.54937 | 0.54937 | 0.54937 | 0.54937 | 0.54937 | 0.54937 | 0.54937 | 0.54937 | 0.54937 | 0.54937 | 0.54937 | 0.54937 | 0.54937 | 0.54937 | 0.54937 | 0.54937 | 0.54937 | 0.54937 | 0.54937 | 0.54937 | 0.54937 | 0.54937 | 0.54937 | 0.54937 | 0.54937 | 0.54937 | 0.54937 | 0.54937 | 0.54937 | 0.54937 | 0.54937 | 0.54937 | 0.54937 | 0.54937 | 0.54937 | 0.54937 | 0.54937 | 0.54937 | 0.54937 | 0.54937 | 0.54937 | 0.54937 | 0.54937 | 0.54937 | 0.54937 | 0.54937 | 0.54937 | 0.54937 | 0.54937 | 0.54937 | 0.54937 | 0.54937 | 0.54937 | 0.54937 | 0.54937 | 0.54937 | 0.54937 | 0.54937 | 0.54937 | 0.54937 | 0.54937 | 0.54937 | 0.54937 | 0.54937 | 0.54937 | 0.54937 | 0.54937 | 0.54937 | 0.54937 | 0.54937 | 0.54937 | 0.54937 | 0.54937 | 0.54937 | 0.54937 | 0.54937 | 0.54937 | 0.54937 | 0.54937 | 0.54937 | 0.54937 | 0.54937 | 0.54937 | 0.54937 | 0.54937 | 0.54937 | 0.54937 | 0.54937 | 0.54937 | 0.54937 | 0.54937 | 0.54937 | 0.54937 | 0.54937 | 0.54937 | 0.54937 | 0.54937 | 0.54937 | 0.54937 | 0.54937 | 0.54937 | 0.54937 | 0.54937 | 0.54937 | 0.54937 | 0.54937 | 0.54937 | 0.54937 | 0.54937 | 0.54937 | 0.54937 | 0.54937 | 0.54937 | 0.54937 | 0.54937 | 0.54937 | 0.54937 | 0.54937 | 0.54937 | 0.54937 | 0.54937 | 0.54937 | 0.54937 | 0.54937 | 0.54937 | 0.54937 | 0.54937 | 0.54937 | 0.54937 | 0.54937 | 0.54937 | 0.54937 | 0.54937 | 0.54937 | 0.54937 | 0.54937 | 0.54937 | 0.54937 | 0.54937 | 0.54937 | 0.54937 | 0.54937 | 0.54937 | 0.54937 | 0.54937 | 0.54937 | 0.54937 | 0.54937 | 0.54937 | 0.54937 | 0.54937 | 0.54937 | 0.54937 | 0.54937 | 0.54937 | 0.54937 | 0.54937 | 0.54937 | 0.54937 | 0.54937 | 0.54937 | 0.54937 | 0.54937 | 0.54937 | 0.54937 | 0.54937 | 0.54937 | 0.54937 | 0.54937 | 0.54937 | 0.54937 | 0.54937 | 0.54937 | 0.54937 | 0.54937 | 0.54937 | 0.54937 | 0.54937 | 0.54937 | 0.54937 | 0.54937 | 0.54937 | 0.54937 | 0.54937 | 0.54937 | 0.54937 | 0.54937 | 0.54937 | 0.54937 | 0.54937 | 0.54937 | 0.54937 | 0.54937 | 0.54937 | 0.54937 | 0.54937 | 0.54937 | 0.54937 | 0.54937 | 0.54937 | 0.54937 | 0.54937 | 0.54937 | 0.54937 | 0.54937 | 0.54937 | 0.54937 | 0.54937 | 0.54937 | 0.54937 | 0.54937 | 0.54937 | 0.54937 | 0.54937 | 0.54937 | 0.54937 | 0.54937 | 0.54937 | 0.54937 | 0.54937 | 0.54937 | 0.54937 | 0.54937 | 0.54937 | 0.54937 | 0.54937 | 0.54937 | 0.54937 | 0.54937 | 0.54937 | 0.54937 | 0.54937 | 0.54937 | 0.54937 | 0.54937 | 0.54937 | 0.54937 | 0.54937 | 0.54937 | 0.54937 | 0.54937 | 0.54937 | 0.54937 | 0.54937 | 0.54937 | 0.54937 | 0.54937 | 0.54937 | 0.54937 | 0.54937 | 0.54937 | 0.54937 | 0.54937 | 0.54937 | 0.54937 | 0.54937 | 0.54937 | 0.54937 | 0.54937 | 0.54937 | 0.54937 | 0.54937 | 0.54937 | 0.54937 | 0.54937 | 0.54937 | 0.54937 | 0.54937 | 0.54937 | 0.54937 | 0.54937 | 0.54937 | 0.54937 | 0.54937 | 0.54937 | 0.54937 | 0.54937 | 0.54937 | 0.54937 | 0.54937 | 0.54937 | 0.54937 | 0.54937 | 0.54937 | 0.54937 | 0.54937 | 0.54937 | 0.54937 | 0.54937 | 0.54937 | 0.54937 | 0.54937 | 0.54937 | 0.54937 | 0.54937 | 0.54937 | 0.54937 | 0.54937 | 0.54937 | 0.54937 | 0.54937 | 0.54937 | 0.54937 | 0.54937 | 0.54937 | 0.54937 | 0.54937 | 0.54937 | 0.54937 | 0.54937 | 0.54937 | 0.54937 | 0.54937 | 0.54937 | 0.54937 | 0.54937 | 0.54937 | 0.54937 | 0.54937 | 0.54937 | 0.54937 | 0.54937 | 0.54937 | 0.54937 | 0.54937 | 0.54937 | 0.54937 | 0.54937 | 0.54937 | 0.54937 | 0.54937 | 0.54937 | 0.54937 | 0.54937 | 0.54937 | 0.54937 | 0.54937 | 0.54937 | 0.54937 | 0.54937 | 0.54937 | 0.54937 | 0.54937 | 0.54937 | 0.54937 | 0.54937 | 0.54937 | 0.54937 | 0.54937 | 0.54937 | 0.54937 | 0.54937 | 0.54937 | 0.54937 | 0.54937 | 0.54937 | 0.54937 | 0.54937 | 0.54937 | 0.54937 | 0.54937 | 0.54937 | 0.54937 | 0.54937 | 0.54937 | 0.54937 | 0.54937 | 0.54937 | 0.54937 | 0.54937 | 0.54937 | 0.54937 | 0.54937 | 0.54937 | 0.54937 | 0.54937 | 0.54937 | 0.54937 | 0.54937 | 0.54937 | 0.54937 | 0.54937 | 0.54937 | 0.54937 | 0.54937 | 0.54937 | 0.54937 | 0.54937 | 0.54937 | 0.54937 | 0.54937 | 0.54937 | 0.54937 | 0.54937 | 0.54937 | 0.54937 | 0.54937 | 0.54937 | 0.54937 | 0.54937 | 0.54937 | 0.54937 | 0.54937 | 0.54937 | 0.54937 | 0.54937 | 0.54937 | 0.54937 | 0.54937 | 0.54937 | 0.54937 | 0.54937 | 0.54937 | 0.54937 | 0.54937 | 0.54937 | 0.54937 | 0.54937 | 0.54937 | 0.54937 | 0.54937 | 0.54937 | 0.54937 | 0.54937 | 0.54937 | 0.54937 | 0.54937 | 0.54937 | 0.54937 | 0.54937 | 0.54937 | 0.54937 | 0.54937 | 0.54937 | 0.54937 | 0.54937 | 0.54937 | 0.54937 | 0.54937 | 0.54937 | 0.54937 | 0.54937 | 0.54937 | 0.54937 | 0.54937 | 0.54937 | 0.54937 | 0.54937 | 0.54937 | 0.54937 | 0.54937 | 0.54937 | 0.54937 | 0.54937 | 0.54937 | 0.54937 | 0.54937 | 0.54937 | 0.54937 | 0.54937 | 0.54937 | 0.54937 | 0.54937 | 0.54937 | 0.54937
Total Return Rate | W | R | 0.37299 | 0.3761 | 0.3792 | 0.38231 | 0.38542 | 0.38853 | 0.39164 | 0.39475 | 0.39787 | 0.40099 | 0.40411 | 0.40723 | 0.41036 | 0.41348 | 0.41661 | 0.41974 | 0.42287 | 0.42601 | 0.42914 | 0.43228 | 0.43542 | 0.43856 | 0.4417 | 0.44485 | 0.448 | 0.45115 | 0.4543 | 0.45745 | 0.4606 | 0.46376 | 0.46692 | 0.47008 | 0.47324 | 0.47641 | 0.47957 | 0.48274 | 0.48591 | 0.48908 | 0.49225 | 0.49543 | 0.49861 | 0.50179 | 0.50497 | 0.50815 | 0.51133 | 0.51452 | 0.51771 | 0.5209 | 0.52409 | 0.52729 | 0.53048 | 0.53368 | 0.53688 | 0.54008 | 0.54328 | 0.54649 | 0.5497 | 0.5529 | 0.55612 | 0.55933 | 0.56254 | 0.56576 | 0.56898 | 0.5722 | 0.57542 | 0.57864 | 0.58187 | 0.58509 | 0.58832 | 0.59155 | 0.59479 | 0.59802 | 0.60126 | 0.60449 | 0.60773 | 0.61098 | 0.61422 | 0.61746 | 0.62071 | 0.62071 | 0.62071 | 0.62071 | 0.62071 | 0.62071 | 0.62071 | 0.62071 | 0.62071 | 0.62071 | 0.62071 | 0.62071 | 0.62071 | 0.62071 | 0.62071 | 0.62071 | 0.62071 | 0.62071 | 0.62071 | 0.62071 | 0.62071 | 0.62071 | 0.62071 | 0.62071 | 0.62071 | 0.62071 | 0.62071 | 0.62071 | 0.62071 | 0.62071 | 0.62071 | 0.62071 | 0.62071 | 0.62071 | 0.62071 | 0.62071 | 0.62071 | 0.62071 | 0.62071 | 0.62071 | 0.62071 | 0.62071 | 0.62071 | 0.62071 | 0.62071 | 0.62071 | 0.62071 | 0.62071 | 0.62071 | 0.62071 | 0.62071 | 0.62071 | 0.62071 | 0.62071 | 0.62071 | 0.62071 | 0.62071 | 0.62071 | 0.62071 | 0.62071 | 0.62071 | 0.62071 | 0.62071 | 0.62071 | 0.62071 | 0.62071 | 0.62071 | 0.62071 | 0.62071 | 0.62071 | 0.62071 | 0.62071 | 0.62071 | 0.62071 | 0.62071 | 0.62071 | 0.62071 | 0.62071 | 0.62071 | 0.62071 | 0.62071 | 0.62071 | 0.62071 | 0.62071 | 0.62071 | 0.62071 | 0.62071 | 0.62071 | 0.62071 | 0.62071 | 0.62071 | 0.62071 | 0.62071 | 0.62071 | 0.62071 | 0.62071 | 0.62071 | 0.62071 | 0.62071 | 0.62071 | 0.62071 | 0.62071 | 0.62071 | 0.62071 | 0.62071 | 0.62071 | 0.62071 | 0.62071 | 0.62071 | 0.62071 | 0.62071 | 0.62071 | 0.62071 | 0.62071 | 0.62071 | 0.62071 | 0.62071 | 0.62071 | 0.62071 | 0.62071 | 0.62071 | 0.62071 | 0.62071 | 0.62071 | 0.62071 | 0.62071 | 0.62071 | 0.62071 | 0.62071 | 0.62071 | 0.62071 | 0.62071 | 0.62071 | 0.62071 | 0.62071 | 0.62071 | 0.62071 | 0.62071 | 0.62071 | 0.62071 | 0.62071 | 0.62071 | 0.62071 | 0.62071 | 0.62071 | 0.62071 | 0.62071 | 0.62071 | 0.62071 | 0.62071 | 0.62071 | 0.62071 | 0.62071 | 0.62071 | 0.62071 | 0.62071 | 0.62071 | 0.62071 | 0.62071 | 0.62071 | 0.62071 | 0.62071 | 0.62071 | 0.62071 | 0.62071 | 0.62071 | 0.62071 | 0.62071 | 0.62071 | 0.62071 | 0.62071 | 0.62071 | 0.62071 | 0.62071 | 0.62071 | 0.62071 | 0.62071 | 0.62071 | 0.62071 | 0.62071 | 0.62071 | 0.62071 | 0.62071 | 0.62071 | 0.62071 | 0.62071 | 0.62071 | 0.62071 | 0.62071 | 0.62071 | 0.62071 | 0.62071 | 0.62071 | 0.62071 | 0.62071 | 0.62071 | 0.62071 | 0.62071 | 0.62071 | 0.62071 | 0.62071 | 0.62071 | 0.62071 | 0.62071 | 0.62071 | 0.62071 | 0.62071 | 0.62071 | 0.62071 | 0.62071 | 0.62071 | 0.62071 | 0.62071 | 0.62071 | 0.62071 | 0.62071 | 0.62071 | 0.62071 | 0.62071 | 0.62071 | 0.62071 | 0.62071 | 0.62071 | 0.62071 | 0.62071 | 0.62071 | 0.62071 | 0.62071 | 0.62071 | 0.62071 | 0.62071 | 0.62071 | 0.62071 | 0.62071 | 0.62071 | 0.62071 | 0.62071 | 0.62071 | 0.62071 | 0.62071 | 0.62071 | 0.62071 | 0.62071 | 0.62071 | 0.62071 | 0.62071 | 0.62071 | 0.62071 | 0.62071 | 0.62071 | 0.62071 | 0.62071 | 0.62071 | 0.62071 | 0.62071 | 0.62071 | 0.62071 | 0.62071 | 0.62071 | 0.62071 | 0.62071 | 0.62071 | 0.62071 | 0.62071 | 0.62071 | 0.62071 | 0.62071 | 0.62071 | 0.62071 | 0.62071 | 0.62071 | 0.62071 | 0.62071 | 0.62071 | 0.62071 | 0.62071 | 0.62071 | 0.62071 | 0.62071 | 0.62071 | 0.62071 | 0.62071 | 0.62071 | 0.62071 | 0.62071 | 0.62071 | 0.62071 | 0.62071 | 0.62071 | 0.62071 | 0.62071 | 0.62071 | 0.62071 | 0.62071 | 0.62071 | 0.62071 | 0.62071 | 0.62071 | 0.62071 | 0.62071 | 0.62071 | 0.62071 | 0.62071 | 0.62071 | 0.62071 | 0.62071 | 0.62071 | 0.62071 | 0.62071 | 0.62071 | 0.62071 | 0.62071 | 0.62071 | 0.62071 | 0.62071 | 0.62071 | 0.62071 | 0.62071 | 0.62071 | 0.62071 | 0.62071 | 0.62071 | 0.62071 | 0.62071 | 0.62071 | 0.62071 | 0.62071 | 0.62071 | 0.62071 | 0.62071 | 0.62071 | 0.62071 | 0.62071 | 0.62071 | 0.62071 | 0.62071 | 0.62071 | 0.62071 | 0.62071 | 0.62071 | 0.62071 | 0.62071 | 0.62071 | 0.62071 | 0.62071 | 0.62071 | 0.62071 | 0.62071 | 0.62071 | 0.62071 | 0.62071 | 0.62071 | 0.62071 | 0.62071 | 0.62071 | 0.62071 | 0.62071 | 0.62071 | 0.62071 | 0.62071 | 0.62071 | 0.62071 | 0.62071 | 0.62071 | 0.62071 | 0.62071 | 0.62071 | 0.62071 | 0.62071 | 0.62071 | 0.62071 | 0.62071 | 0.62071 | 0.62071 | 0.62071 | 0.62071 | 0.62071 | 0.62071 | 0.62071 | 0.62071 | 0.62071 | 0.62071 | 0.62071 | 0.62071 | 0.62071 | 0.62071 | 0.62071 | 0.62071 | 0.62071 | 0.62071 | 0.62071 | 0.62071 | 0.62071 | 0.62071 | 0.62071 | 0.62071 | 0.62071 | 0.62071 | 0.62071 | 0.62071 | 0.62071 | 0.62071 | 0.62071 | 0.62071 | 0.62071 | 0.62071 | 0.62071 | 0.62071 | 0.62071 | 0.62071 | 0.62071 | 0.62071 | 0.62071 | 0.62071 | 0.62071 | 0.62071 | 0.62071 | 0.62071 | 0.62071 | 0.62071 | 0.62071 | 0.62071 | 0.62071 | 0.62071 | 0.62071 | 0.62071 | 0.62071 | 0.62071 | 0.62071 | 0.62071 | 0.62071 | 0.62071 | 0.62071 | 0.62071 | 0.62071 | 0.62071 | 0.62071 | 0.62071 | 0.62071 | 0.62071 | 0.62071 | 0.62071 | 0.62071 | 0.62071 | 0.62071 | 0.62071 | 0.62071 | 0.62071 | 0.62071 | 0.62071 | 0.62071 | 0.62071 | 0.62071 | 0.62071 | 0.62071 | 0.62071 | 0.62071 | 0.62071 | 0.62071 | 0.62071 | 0.62071 | 0.62071 | 0.62071 | 0.62071 | 0.62071 | 0.62071 | 0.62071 | 0.62071 | 0.62071 | 0.62071 | 0.62071 | 0.62071 | 0.62071 | 0.62071 | 0.62071 | 0.62071 | 0.62071 | 0.62071 | 0.62071 | 0.62071 | 0.62071 | 0.62071 | 0.62071 | 0.62071 | 0.62071 | 0.62071 | 0.62071 | 0.62071 | 0.62071 | 0.62071 | 0.62071 | 0.62071 | 0.62071 | 0.62071 | 0.62071 | 0.62071 | 0.62071 | 0.62071 | 0.62071 | 0.62071 | 0.62071 | 0.62071 | 0.62071 | 0.62071 | 0.62071 | 0.62071 | 0.62071 | 0.62071 | 0.62071 | 0.62071 | 0.62071 | 0.62071 | 0.62071 | 0.62071 | 0.62071 | 0.62071 | 0.62071 | 0.62071 | 0.62071 | 0.62071 | 0.62071 | 0.62071 | 0.62071 | 0.62071 | 0.62071 | 0.62071 | 0.62071 | 0.62071 | 0.62071 | 0.62071 | 0.62071 | 0.62071 | 0.62071 | 0.62071 | 0.62071 | 0.62071 | 0.62071 | 0.62071 | 0.62071 | 0.62071 | 0.62071 | 0.62071 | 0.62071 | 0.62071 | 0.62071 | 0.62071 | 0.62071 | 0.62071 | 0.62071 | 0.62071 | 0.62071 | 0.62071 | 0.62071 | 0.62071 | 0.62071 | 0.62071 | 0.62071 | 0.62071 | 0.62071 | 0.62071 | 0.62071 | 0.62071 | 0.62071 | 0.62071 | 0.62071 | 0.62071 | 0.62071 | 0.62071 | 0.62071 | 0.62071 | 0.62071 | 0.62071 | 0.62071 | 0.62071 | 0.62071 | 0.62071 | 0.62071 | 0.62071 | 0.62071 | 0.62071 | 0.62071 | 0.62071 | 0.62071 | 0.62071 | 0.62071 | 0.62071 | 0.62071 | 0.62071 | 0.62071 | 0.62071 | 0.62071 | 0.62071 | 0.62071 | 0.62071 | 0.62071 | 0.62071 | 0.62071 | 0.62071 | 0.62071 | 0.62071 | 0.62071 | 0.62071 | 0.62071 | 0.62071 | 0.62071 | 0.62071 | 0.62071 | 0.62071 | 0.62071 | 0.62071 | 0.62071 | 0.62071 | 0.62071 | 0.62071 | 0.62071 | 0.62071 | 0.62071 | 0.62071 | 0.62071 | 0.62071 | 0.62071 | 0.62071 | 0.62071 | 0.62071 | 0.62071 | 0.62071 | 0.62071 | 0.62071 | 0.62071 | 0.62071 | 0.62071 | 0.62071 | 0.62071 | 0.62071 | 0.62071 | 0.62071 | 0.62071 | 0.62071 | 0.62071 | 0.62071 | 0.62071 | 0.62071 | 0.62071 | 0.62071 | 0.62071 | 0.62071 | 0.62071 | 0.62071 | 0.62071 | 0.62071 | 0.62071 | 0.62071 | 0.62071 | 0.62071 | 0.62071 | 0.62071 | 0.62071 | 0.62071 | 0.62071 | 0.62071 | 0.62071 | 0.62071 | 0.62071 | 0.62071 | 0.62071 | 0.62071 | 0.62071 | 0.62071 | 0.62071 | 0.62071 | 0.62071 | 0.62071 | 0.62071 | 0.62071 | 0.62071 | 0.62071 | 0.62071 | 0.62071 | 0.62071 | 0.62071 | 0.62071 | 0.62071 | 0.62071 | 0.62071 | 0.62071 | 0.62071 | 0.62071 | 0.62071 | 0.62071 | 0.62071 | 0.62071 | 0.62071 | 0.62071 | 0.62071 | 0.62071 | 0.62071 | 0.62071 | 0.62071 | 0.62071 | 0.62071 | 0.62071 | 0.62071 | 0.62071 | 0.62071 | 0.62071 | 0.62071 | 0.62071 | 0.62071 | 0.62071 | 0.62071 | 0.62071 | 0.62071 | 0.62071 | 0.62071 | 0.62071 | 0.62071 | 0.62071 | 0.62071 | 0.62071 | 0.62071 | 0.62071 | 0.62071 | 0.62071 | 0.62071 | 0.62071 | 0.62071 | 0.62071 | 0.62071 | 0.62071 | 0.62071 | 0.62071 | 0.62071 | 0.62071 | 0.62071 | 0.62071 | 0.62071 | 0.62071 | 0.62071 | 0.62071 | 0.62071 | 0.62071 | 0.62071 | 0.62071 | 0.62071 | 0.62071 | 0.62071 | 0.62071 | 0.62071 | 0.62071 | 0.62071 | 0.62071 | 0.62071 | 0.62071 | 0.62071 | 0.62071 | 0.62071 | 0.62071 | 0.62071 | 0.62071 | 0.62071 | 0.62071 | 0.62071 | 0.62071 | 0.62071 | 0.62071 | 0.62071 | 0.62071 | 0.62071 | 0.62071 | 0.62071 | 0.62071 | 0.62071 | 0.62071 | 0.62071 | 0.62071 | 0.62071 | 0.62071 | 0.62071 | 0.62071 | 0.62071 | 0.62071 | 0.62071 | 0.62071 | 0.62071 | 0.62071 | 0.62071 | 0.62071 | 0.62071 | 0.62071 | 0.62071 | 0.62071 | 0.62071 | 0.62071 | 0.62071 | 0.62071 | 0.62071 | 0.62071 | 0.62071 | 0.62071 | 0.62071 | 0.62071 | 0.62071 | 0.62071 | 0.62071 | 0.62071 | 0.62071 | 0.62071 | 0.62071 | 0.62071 | 0.62071 | 0.62071 | 0.62071 | 0.62071 | 0.62071 | 0.62071 | 0.62071 | 0.62071 | 0.62071 | 0.62071 | 0.62071 | 0.62071 | 0.62071 | 0.62071 | 0.62071 | 0.62071 | 0.62071 | 0.62071 | 0.62071 | 0.62071 | 0.62071 | 0.62071 | 0.62071 | 0.62071 | 0.62071 | 0.62071 | 0.62071 | 0.62071 | 0.62071 | 0.62071 | 0.62071 | 0.62071 | 0.62071 | 0.62071 | 0.62071 | 0.62071 | 0.62071 | 0.62071 | 0.62071 | 0.62071 | 0.62071 | 0.62071 | 0.62071 | 0.62071 | 0.62071 | 0.62071 | 0.62071 | 0.62071 | 0.62071 | 0.62071 | 0.62071 | 0.62071 | 0.62071 | 0.62071 | 0.62071 | 0.62071 | 0.62071 | 0.62071 | 0.62071 | 0.62071 | 0.62071 | 0.62071 | 0.62071 | 0.62071 | 0.62071 | 0.62071 | 0.62071 | 0.62071 | 0.62071 | 0.62071 | 0.62071 | 0.62071 | 0.62071 | 0.62071 | 0.62071 | 0.62071 | 0.62071 | 0.62071 | 0.62071 | 0.62071 | 0.62071 | 0.62071 | 0.62071 | 0.62071 | 0.62071 | 0.62071 | 0.62071 | 0.62071 | 0.62071 | 0.62071 | 0.62071 | 0.62071 | 0.62071 | 0.62071 | 0.62071 | 0.62071 | 0.62071 | 0.62071 | 0.62071 | 0.62071 | 0.62071 | 0.62071 | 0.62071 | 0.62071 | 0.62071 | 0.62071 | 0.62071 | 0.62071 | 0.62071 | 0.62071 | 0.62071 | 0.62071 | 0.62071 | 0.62071 | 0.62071 | 0.62071 | 0.62071 | 0.62071 | 0.62071 | 0.62071 | 0.62071 | 0.62071 | 0.62071 | 0.62071 | 0.62071 | 0.62071 | 0.62071 | 0.62071 | 0.62071 | 0.62071 | 0.62071 | 0.62071 | 0.62071 | 0.62071 | 0.62071 | 0.62071 | 0.62071 | 0.62071 | 0.62071 | 0.62071 | 0.62071 | 0.62071 | 0.62071 | 0.62071 | 0.62071 | 0.62071 | 0.62071 | 0.62071 | 0.62071 | 0.62071 | 0.62071 | 0.62071 | 0.62071 | 0.62071 | 0.62071 | 0.62071 | 0.62071 | 0.62071 | 0.62071 | 0.62071 | 0.62071 | 0.62071 | 0.62071 | 0.62071 | 0.62071 | 0.62071 | 0.62071 | 0.62071 | 0.62071 | 0.62071 | 0.62071 | 0.62071 | 0.62071 | 0.62071 | 0.62071 | 0.62071 | 0.62071 | 0.62071 | 0.62071 | 0.62071 | 0.62071 | 0.62071 | 0.62071 | 0.62071 | 0.62071 | 0.62071 | 0.62071 | 0.62071 | 0.62071 | 0.62071 | 0.62071 | 0.62071 | 0.62071 | 0.62071 | 0.62071 | 0.62071 | 0.62071 | 0.62071 | 0.62071 | 0.62071 | 0.62071 | 0.62071 | 0.62071 | 0.62071 | 0.62071 | 0.62071 | 0.62071 | 0.62071 | 0.62071 | 0.62071 | 0.62071 | 0.62071 | 0.62071 | 0.62071 | 0.62071 | 0.62071 | 0.62071 | 0.62071 | 0.62071 | 0.62071 | 0.62071 | 0.62071 | 0.62071 | 0.62071 | 0.62071 | 0.62071 | 0.62071 | 0.62071 | 0.62071 | 0.62071 | 0.62071 | 0.62071 | 0.62071 | 0.62071 | 0.62071 | 0.62071 | 0.62071 | 0.62071 | 0.62071 | 0.62071 | 0.62071 | 0.62071 | 0.62071 | 0.62071 | 0.62071 | 0.62071 | 0.62071 | 0.62071 | 0.62071 | 0.62071 | 0.62071 | 0.62071 | 0.62071 | 0.62071 | 0.62071 | 0.62071 | 0.62071 | 0.62071 | 0.62071 | 0.62071 | 0.62071 | 0.62071 | 0.62071 | 0.62071 | 0.62071 | 0.62071 | 0.62071 | 0.62071 | 0.62071 | 0.62071 | 0.62071 | 0.62071 | 0.62071 | 0.62071 | 0.62071 | 0.62071 | 0.62071 | 0.62071 | 0.62071 | 0.62071 | 0.62071 | 0.62071 | 0.62071 | 0.62071 | 0.62071 | 0.62071 | 0.62071 | 0.62071 | 0.62071 | 0.62071 | 0.62071 | 0.62071 | 0.62071 | 0.62071 | 0.62071 | 0.62071 | 0.62071 | 0.62071 | 0.62071 | 0.62071 | 0.62071 | 0.62071 | 0.62071 | 0.62071 | 0.62071 | 0.62071 | 0.62071 | 0.62071 | 0.62071 | 0.62071 | 0.62071 | 0.62071 | 0.62071 | 0.62071 | 0.62071 | 0.62071 | 0.62071 | 0.62071 | 0.62071 | 0.62071 | 0.62071 | 0.62071 | 0.62071 | 0.62071 | 0.62071 | 0.62071 | 0.62071 | 0.62071 | 0.62071 | 0.62071 | 0.62071 | 0.62071 | 0.62071 | 0.62071 | 0.62071 | 0.62071 | 0.62071 | 0.62071 | 0.62071 | 0.62071 | 0.62071 | 0.62071 | 0.62071 | 0.62071 | 0.62071 | 0.62071 | 0.62071 | 0.62071 | 0.62071 | 0.62071 | 0.62071 | 0.62071 | 0.62071 | 0.62071 | 0.62071 | 0.62071 | 0.62071 | 0.62071 | 0.62071 | 0.62071 | 0.62071 | 0.62071 | 0.62071 | 0.62071 | 0.62071 | 0.62071 | 0.62071 | 0.62071 | 0.62071 | 0.62071 | 0.62071 | 0.62071 | 0.62071 | 0.62071 | 0.62071 | 0.62071 | 0.62071 | 0.62071 | 0.62071 | 0.62071 | 0.62071 | 0.62071 | 0.62071 | 0.62071 | 0.62071 | 0.62071 | 0.62071 | 0.62071 | 0.62071 | 0.62071 | 0.62071 | 0.62071 | 0.62071 | 0.62071 | 0.62071 | 0.62071 | 0.62071 | 0.62071 | 0.62071 | 0.62071 | 0.62071 | 0.62071 | 0.62071 | 0.62071 | 0.62071 | 0.62071 | 0.62071 | 0.62071 | 0.62071 | 0.62071 | 0.62071 | 0.62071 | 0.62071 | 0.62071 | 0.62071 | 0.62071 | 0.62071 | 0.62071 | 0.62071 | 0.62071 | 0.62071 | 0.62071 | 0.62071 | 0.62071 | 0.62071 | 0.62071 | 0.62071 | 0.62071 | 0.62071 | 0.62071 | 0.62071 | 0.62071 | 0.62071 | 0.62071 | 0.62071 | 0.62071 | 0.62071 | 0.62071 | 0.62071 | 0.62071 | 0.62071 | 0.62071 | 0.62071 | 0.62071 | 0.62071 | 0.62071 | 0.62071 | 0.62071 | 0.62071 | 0.62071 | 0.62071 | 0.62071 | 0.62071 | 0.62071 | 0.62071 | 0.62071 | 0.62071 | 0.62071 | 0.62071 | 0.62071 | 0.62071 | 0.62071 | 0.62071 | 0.62071 | 0.62071 | 0.62071 | 0.62071 | 0.62071 | 0.62071 | 0.62071 | 0.62071 | 0.62071 | 0.62071 | 0.62071
Time Increment Total Return | J | Rt | 0.0037299 | 0.003761 | 0.003792 | 0.0038231 | 0.0038542 | 0.0038853 | 0.0039164 | 0.0039475 | 0.0039787 | 0.0040099 | 0.0040411 | 0.0040723 | 0.0041036 | 0.0041348 | 0.0041661 | 0.0041974 | 0.0042287 | 0.0042601 | 0.0042914 | 0.0043228 | 0.0043542 | 0.0043856 | 0.004417 | 0.0044485 | 0.00448 | 0.0045115 | 0.004543 | 0.0045745 | 0.004606 | 0.0046376 | 0.0046692 | 0.0047008 | 0.0047324 | 0.0047641 | 0.0047957 | 0.0048274 | 0.0048591 | 0.0048908 | 0.0049225 | 0.0049543 | 0.0049861 | 0.0050179 | 0.0050497 | 0.0050815 | 0.0051133 | 0.0051452 | 0.0051771 | 0.005209 | 0.0052409 | 0.0052729 | 0.0053048 | 0.0053368 | 0.0053688 | 0.0054008 | 0.0054328 | 0.0054649 | 0.005497 | 0.005529 | 0.0055612 | 0.0055933 | 0.0056254 | 0.0056576 | 0.0056898 | 0.005722 | 0.0057542 | 0.0057864 | 0.0058187 | 0.0058509 | 0.0058832 | 0.0059155 | 0.0059479 | 0.0059802 | 0.0060126 | 0.0060449 | 0.0060773 | 0.0061098 | 0.0061422 | 0.0061746 | 0.0062071 | 0.0062071 | 0.0062071 | 0.0062071 | 0.0062071 | 0.0062071 | 0.0062071 | 0.0062071 | 0.0062071 | 0.0062071 | 0.0062071 | 0.0062071 | 0.0062071 | 0.0062071 | 0.0062071 | 0.0062071 | 0.0062071 | 0.0062071 | 0.0062071 | 0.0062071 | 0.0062071 | 0.0062071 | 0.0062071 | 0.0062071 | 0.0062071 | 0.0062071 | 0.0062071 | 0.0062071 | 0.0062071 | 0.0062071 | 0.0062071 | 0.0062071 | 0.0062071 | 0.0062071 | 0.0062071 | 0.0062071 | 0.0062071 | 0.0062071 | 0.0062071 | 0.0062071 | 0.0062071 | 0.0062071 | 0.0062071 | 0.0062071 | 0.0062071 | 0.0062071 | 0.0062071 | 0.0062071 | 0.0062071 | 0.0062071 | 0.0062071 | 0.0062071 | 0.0062071 | 0.0062071 | 0.0062071 | 0.0062071 | 0.0062071 | 0.0062071 | 0.0062071 | 0.0062071 | 0.0062071 | 0.0062071 | 0.0062071 | 0.0062071 | 0.0062071 | 0.0062071 | 0.0062071 | 0.0062071 | 0.0062071 | 0.0062071 | 0.0062071 | 0.0062071 | 0.0062071 | 0.0062071 | 0.0062071 | 0.0062071 | 0.0062071 | 0.0062071 | 0.0062071 | 0.0062071 | 0.0062071 | 0.0062071 | 0.0062071 | 0.0062071 | 0.0062071 | 0.0062071 | 0.0062071 | 0.0062071 | 0.0062071 | 0.0062071 | 0.0062071 | 0.0062071 | 0.0062071 | 0.0062071 | 0.0062071 | 0.0062071 | 0.0062071 | 0.0062071 | 0.0062071 | 0.0062071 | 0.0062071 | 0.0062071 | 0.0062071 | 0.0062071 | 0.0062071 | 0.0062071 | 0.0062071 | 0.0062071 | 0.0062071 | 0.0062071 | 0.0062071 | 0.0062071 | 0.0062071 | 0.0062071 | 0.0062071 | 0.0062071 | 0.0062071 | 0.0062071 | 0.0062071 | 0.0062071 | 0.0062071 | 0.0062071 | 0.0062071 | 0.0062071 | 0.0062071 | 0.0062071 | 0.0062071 | 0.0062071 | 0.0062071 | 0.0062071 | 0.0062071 | 0.0062071 | 0.0062071 | 0.0062071 | 0.0062071 | 0.0062071 | 0.0062071 | 0.0062071 | 0.0062071 | 0.0062071 | 0.0062071 | 0.0062071 | 0.0062071 | 0.0062071 | 0.0062071 | 0.0062071 | 0.0062071 | 0.0062071 | 0.0062071 | 0.0062071 | 0.0062071 | 0.0062071 | 0.0062071 | 0.0062071 | 0.0062071 | 0.0062071 | 0.0062071 | 0.0062071 | 0.0062071 | 0.0062071 | 0.0062071 | 0.0062071 | 0.0062071 | 0.0062071 | 0.0062071 | 0.0062071 | 0.0062071 | 0.0062071 | 0.0062071 | 0.0062071 | 0.0062071 | 0.0062071 | 0.0062071 | 0.0062071 | 0.0062071 | 0.0062071 | 0.0062071 | 0.0062071 | 0.0062071 | 0.0062071 | 0.0062071 | 0.0062071 | 0.0062071 | 0.0062071 | 0.0062071 | 0.0062071 | 0.0062071 | 0.0062071 | 0.0062071 | 0.0062071 | 0.0062071 | 0.0062071 | 0.0062071 | 0.0062071 | 0.0062071 | 0.0062071 | 0.0062071 | 0.0062071 | 0.0062071 | 0.0062071 | 0.0062071 | 0.0062071 | 0.0062071 | 0.0062071 | 0.0062071 | 0.0062071 | 0.0062071 | 0.0062071 | 0.0062071 | 0.0062071 | 0.0062071 | 0.0062071 | 0.0062071 | 0.0062071 | 0.0062071 | 0.0062071 | 0.0062071 | 0.0062071 | 0.0062071 | 0.0062071 | 0.0062071 | 0.0062071 | 0.0062071 | 0.0062071 | 0.0062071 | 0.0062071 | 0.0062071 | 0.0062071 | 0.0062071 | 0.0062071 | 0.0062071 | 0.0062071 | 0.0062071 | 0.0062071 | 0.0062071 | 0.0062071 | 0.0062071 | 0.0062071 | 0.0062071 | 0.0062071 | 0.0062071 | 0.0062071 | 0.0062071 | 0.0062071 | 0.0062071 | 0.0062071 | 0.0062071 | 0.0062071 | 0.0062071 | 0.0062071 | 0.0062071 | 0.0062071 | 0.0062071 | 0.0062071 | 0.0062071 | 0.0062071 | 0.0062071 | 0.0062071 | 0.0062071 | 0.0062071 | 0.0062071 | 0.0062071 | 0.0062071 | 0.0062071 | 0.0062071 | 0.0062071 | 0.0062071 | 0.0062071 | 0.0062071 | 0.0062071 | 0.0062071 | 0.0062071 | 0.0062071 | 0.0062071 | 0.0062071 | 0.0062071 | 0.0062071 | 0.0062071 | 0.0062071 | 0.0062071 | 0.0062071 | 0.0062071 | 0.0062071 | 0.0062071 | 0.0062071 | 0.0062071 | 0.0062071 | 0.0062071 | 0.0062071 | 0.0062071 | 0.0062071 | 0.0062071 | 0.0062071 | 0.0062071 | 0.0062071 | 0.0062071 | 0.0062071 | 0.0062071 | 0.0062071 | 0.0062071 | 0.0062071 | 0.0062071 | 0.0062071 | 0.0062071 | 0.0062071 | 0.0062071 | 0.0062071 | 0.0062071 | 0.0062071 | 0.0062071 | 0.0062071 | 0.0062071 | 0.0062071 | 0.0062071 | 0.0062071 | 0.0062071 | 0.0062071 | 0.0062071 | 0.0062071 | 0.0062071 | 0.0062071 | 0.0062071 | 0.0062071 | 0.0062071 | 0.0062071 | 0.0062071 | 0.0062071 | 0.0062071 | 0.0062071 | 0.0062071 | 0.0062071 | 0.0062071 | 0.0062071 | 0.0062071 | 0.0062071 | 0.0062071 | 0.0062071 | 0.0062071 | 0.0062071 | 0.0062071 | 0.0062071 | 0.0062071 | 0.0062071 | 0.0062071 | 0.0062071 | 0.0062071 | 0.0062071 | 0.0062071 | 0.0062071 | 0.0062071 | 0.0062071 | 0.0062071 | 0.0062071 | 0.0062071 | 0.0062071 | 0.0062071 | 0.0062071 | 0.0062071 | 0.0062071 | 0.0062071 | 0.0062071 | 0.0062071 | 0.0062071 | 0.0062071 | 0.0062071 | 0.0062071 | 0.0062071 | 0.0062071 | 0.0062071 | 0.0062071 | 0.0062071 | 0.0062071 | 0.0062071 | 0.0062071 | 0.0062071 | 0.0062071 | 0.0062071 | 0.0062071 | 0.0062071 | 0.0062071 | 0.0062071 | 0.0062071 | 0.0062071 | 0.0062071 | 0.0062071 | 0.0062071 | 0.0062071 | 0.0062071 | 0.0062071 | 0.0062071 | 0.0062071 | 0.0062071 | 0.0062071 | 0.0062071 | 0.0062071 | 0.0062071 | 0.0062071 | 0.0062071 | 0.0062071 | 0.0062071 | 0.0062071 | 0.0062071 | 0.0062071 | 0.0062071 | 0.0062071 | 0.0062071 | 0.0062071 | 0.0062071 | 0.0062071 | 0.0062071 | 0.0062071 | 0.0062071 | 0.0062071 | 0.0062071 | 0.0062071 | 0.0062071 | 0.0062071 | 0.0062071 | 0.0062071 | 0.0062071 | 0.0062071 | 0.0062071 | 0.0062071 | 0.0062071 | 0.0062071 | 0.0062071 | 0.0062071 | 0.0062071 | 0.0062071 | 0.0062071 | 0.0062071 | 0.0062071 | 0.0062071 | 0.0062071 | 0.0062071 | 0.0062071 | 0.0062071 | 0.0062071 | 0.0062071 | 0.0062071 | 0.0062071 | 0.0062071 | 0.0062071 | 0.0062071 | 0.0062071 | 0.0062071 | 0.0062071 | 0.0062071 | 0.0062071 | 0.0062071 | 0.0062071 | 0.0062071 | 0.0062071 | 0.0062071 | 0.0062071 | 0.0062071 | 0.0062071 | 0.0062071 | 0.0062071 | 0.0062071 | 0.0062071 | 0.0062071 | 0.0062071 | 0.0062071 | 0.0062071 | 0.0062071 | 0.0062071 | 0.0062071 | 0.0062071 | 0.0062071 | 0.0062071 | 0.0062071 | 0.0062071 | 0.0062071 | 0.0062071 | 0.0062071 | 0.0062071 | 0.0062071 | 0.0062071 | 0.0062071 | 0.0062071 | 0.0062071 | 0.0062071 | 0.0062071 | 0.0062071 | 0.0062071 | 0.0062071 | 0.0062071 | 0.0062071 | 0.0062071 | 0.0062071 | 0.0062071 | 0.0062071 | 0.0062071 | 0.0062071 | 0.0062071 | 0.0062071 | 0.0062071 | 0.0062071 | 0.0062071 | 0.0062071 | 0.0062071 | 0.0062071 | 0.0062071 | 0.0062071 | 0.0062071 | 0.0062071 | 0.0062071 | 0.0062071 | 0.0062071 | 0.0062071 | 0.0062071 | 0.0062071 | 0.0062071 | 0.0062071 | 0.0062071 | 0.0062071 | 0.0062071 | 0.0062071 | 0.0062071 | 0.0062071 | 0.0062071 | 0.0062071 | 0.0062071 | 0.0062071 | 0.0062071 | 0.0062071 | 0.0062071 | 0.0062071 | 0.0062071 | 0.0062071 | 0.0062071 | 0.0062071 | 0.0062071 | 0.0062071 | 0.0062071 | 0.0062071 | 0.0062071 | 0.0062071 | 0.0062071 | 0.0062071 | 0.0062071 | 0.0062071 | 0.0062071 | 0.0062071 | 0.0062071 | 0.0062071 | 0.0062071 | 0.0062071 | 0.0062071 | 0.0062071 | 0.0062071 | 0.0062071 | 0.0062071 | 0.0062071 | 0.0062071 | 0.0062071 | 0.0062071 | 0.0062071 | 0.0062071 | 0.0062071 | 0.0062071 | 0.0062071 | 0.0062071 | 0.0062071 | 0.0062071 | 0.0062071 | 0.0062071 | 0.0062071 | 0.0062071 | 0.0062071 | 0.0062071 | 0.0062071 | 0.0062071 | 0.0062071 | 0.0062071 | 0.0062071 | 0.0062071 | 0.0062071 | 0.0062071 | 0.0062071 | 0.0062071 | 0.0062071 | 0.0062071 | 0.0062071 | 0.0062071 | 0.0062071 | 0.0062071 | 0.0062071 | 0.0062071 | 0.0062071 | 0.0062071 | 0.0062071 | 0.0062071 | 0.0062071 | 0.0062071 | 0.0062071 | 0.0062071 | 0.0062071 | 0.0062071 | 0.0062071 | 0.0062071 | 0.0062071 | 0.0062071 | 0.0062071 | 0.0062071 | 0.0062071 | 0.0062071 | 0.0062071 | 0.0062071 | 0.0062071 | 0.0062071 | 0.0062071 | 0.0062071 | 0.0062071 | 0.0062071 | 0.0062071 | 0.0062071 | 0.0062071 | 0.0062071 | 0.0062071 | 0.0062071 | 0.0062071 | 0.0062071 | 0.0062071 | 0.0062071 | 0.0062071 | 0.0062071 | 0.0062071 | 0.0062071 | 0.0062071 | 0.0062071 | 0.0062071 | 0.0062071 | 0.0062071 | 0.0062071 | 0.0062071 | 0.0062071 | 0.0062071 | 0.0062071 | 0.0062071 | 0.0062071 | 0.0062071 | 0.0062071 | 0.0062071 | 0.0062071 | 0.0062071 | 0.0062071 | 0.0062071 | 0.0062071 | 0.0062071 | 0.0062071 | 0.0062071 | 0.0062071 | 0.0062071 | 0.0062071 | 0.0062071 | 0.0062071 | 0.0062071 | 0.0062071 | 0.0062071 | 0.0062071 | 0.0062071 | 0.0062071 | 0.0062071 | 0.0062071 | 0.0062071 | 0.0062071 | 0.0062071 | 0.0062071 | 0.0062071 | 0.0062071 | 0.0062071 | 0.0062071 | 0.0062071 | 0.0062071 | 0.0062071 | 0.0062071 | 0.0062071 | 0.0062071 | 0.0062071 | 0.0062071 | 0.0062071 | 0.0062071 | 0.0062071 | 0.0062071 | 0.0062071 | 0.0062071 | 0.0062071 | 0.0062071 | 0.0062071 | 0.0062071 | 0.0062071 | 0.0062071 | 0.0062071 | 0.0062071 | 0.0062071 | 0.0062071 | 0.0062071 | 0.0062071 | 0.0062071 | 0.0062071 | 0.0062071 | 0.0062071 | 0.0062071 | 0.0062071 | 0.0062071 | 0.0062071 | 0.0062071 | 0.0062071 | 0.0062071 | 0.0062071 | 0.0062071 | 0.0062071 | 0.0062071 | 0.0062071 | 0.0062071 | 0.0062071 | 0.0062071 | 0.0062071 | 0.0062071 | 0.0062071 | 0.0062071 | 0.0062071 | 0.0062071 | 0.0062071 | 0.0062071 | 0.0062071 | 0.0062071 | 0.0062071 | 0.0062071 | 0.0062071 | 0.0062071 | 0.0062071 | 0.0062071 | 0.0062071 | 0.0062071 | 0.0062071 | 0.0062071 | 0.0062071 | 0.0062071 | 0.0062071 | 0.0062071 | 0.0062071 | 0.0062071 | 0.0062071 | 0.0062071 | 0.0062071 | 0.0062071 | 0.0062071 | 0.0062071 | 0.0062071 | 0.0062071 | 0.0062071 | 0.0062071 | 0.0062071 | 0.0062071 | 0.0062071 | 0.0062071 | 0.0062071 | 0.0062071 | 0.0062071 | 0.0062071 | 0.0062071 | 0.0062071 | 0.0062071 | 0.0062071 | 0.0062071 | 0.0062071 | 0.0062071 | 0.0062071 | 0.0062071 | 0.0062071 | 0.0062071 | 0.0062071 | 0.0062071 | 0.0062071 | 0.0062071 | 0.0062071 | 0.0062071 | 0.0062071 | 0.0062071 | 0.0062071 | 0.0062071 | 0.0062071 | 0.0062071 | 0.0062071 | 0.0062071 | 0.0062071 | 0.0062071 | 0.0062071 | 0.0062071 | 0.0062071 | 0.0062071 | 0.0062071 | 0.0062071 | 0.0062071 | 0.0062071 | 0.0062071 | 0.0062071 | 0.0062071 | 0.0062071 | 0.0062071 | 0.0062071 | 0.0062071 | 0.0062071 | 0.0062071 | 0.0062071 | 0.0062071 | 0.0062071 | 0.0062071 | 0.0062071 | 0.0062071 | 0.0062071 | 0.0062071 | 0.0062071 | 0.0062071 | 0.0062071 | 0.0062071 | 0.0062071 | 0.0062071 | 0.0062071 | 0.0062071 | 0.0062071 | 0.0062071 | 0.0062071 | 0.0062071 | 0.0062071 | 0.0062071 | 0.0062071 | 0.0062071 | 0.0062071 | 0.0062071 | 0.0062071 | 0.0062071 | 0.0062071 | 0.0062071 | 0.0062071 | 0.0062071 | 0.0062071 | 0.0062071 | 0.0062071 | 0.0062071 | 0.0062071 | 0.0062071 | 0.0062071 | 0.0062071 | 0.0062071 | 0.0062071 | 0.0062071 | 0.0062071 | 0.0062071 | 0.0062071 | 0.0062071 | 0.0062071 | 0.0062071 | 0.0062071 | 0.0062071 | 0.0062071 | 0.0062071 | 0.0062071 | 0.0062071 | 0.0062071 | 0.0062071 | 0.0062071 | 0.0062071 | 0.0062071 | 0.0062071 | 0.0062071 | 0.0062071 | 0.0062071 | 0.0062071 | 0.0062071 | 0.0062071 | 0.0062071 | 0.0062071 | 0.0062071 | 0.0062071 | 0.0062071 | 0.0062071 | 0.0062071 | 0.0062071 | 0.0062071 | 0.0062071 | 0.0062071 | 0.0062071 | 0.0062071 | 0.0062071 | 0.0062071 | 0.0062071 | 0.0062071 | 0.0062071 | 0.0062071 | 0.0062071 | 0.0062071 | 0.0062071 | 0.0062071 | 0.0062071 | 0.0062071 | 0.0062071 | 0.0062071 | 0.0062071 | 0.0062071 | 0.0062071 | 0.0062071 | 0.0062071 | 0.0062071 | 0.0062071 | 0.0062071 | 0.0062071 | 0.0062071 | 0.0062071 | 0.0062071 | 0.0062071 | 0.0062071 | 0.0062071 | 0.0062071 | 0.0062071 | 0.0062071 | 0.0062071 | 0.0062071 | 0.0062071 | 0.0062071 | 0.0062071 | 0.0062071 | 0.0062071 | 0.0062071 | 0.0062071 | 0.0062071 | 0.0062071 | 0.0062071 | 0.0062071 | 0.0062071 | 0.0062071 | 0.0062071 | 0.0062071 | 0.0062071 | 0.0062071 | 0.0062071 | 0.0062071 | 0.0062071 | 0.0062071 | 0.0062071 | 0.0062071 | 0.0062071 | 0.0062071 | 0.0062071 | 0.0062071 | 0.0062071 | 0.0062071 | 0.0062071 | 0.0062071 | 0.0062071 | 0.0062071 | 0.0062071 | 0.0062071 | 0.0062071 | 0.0062071 | 0.0062071 | 0.0062071 | 0.0062071 | 0.0062071 | 0.0062071 | 0.0062071 | 0.0062071 | 0.0062071 | 0.0062071 | 0.0062071 | 0.0062071 | 0.0062071 | 0.0062071 | 0.0062071 | 0.0062071 | 0.0062071 | 0.0062071 | 0.0062071 | 0.0062071 | 0.0062071 | 0.0062071 | 0.0062071 | 0.0062071 | 0.0062071 | 0.0062071 | 0.0062071 | 0.0062071 | 0.0062071 | 0.0062071 | 0.0062071 | 0.0062071 | 0.0062071 | 0.0062071 | 0.0062071 | 0.0062071 | 0.0062071 | 0.0062071 | 0.0062071 | 0.0062071 | 0.0062071 | 0.0062071 | 0.0062071 | 0.0062071 | 0.0062071 | 0.0062071 | 0.0062071 | 0.0062071 | 0.0062071 | 0.0062071 | 0.0062071 | 0.0062071 | 0.0062071 | 0.0062071 | 0.0062071 | 0.0062071 | 0.0062071 | 0.0062071 | 0.0062071 | 0.0062071 | 0.0062071 | 0.0062071 | 0.0062071 | 0.0062071 | 0.0062071 | 0.0062071 | 0.0062071 | 0.0062071 | 0.0062071 | 0.0062071 | 0.0062071 | 0.0062071 | 0.0062071 | 0.0062071 | 0.0062071 | 0.0062071 | 0.0062071 | 0.0062071 | 0.0062071 | 0.0062071 | 0.0062071 | 0.0062071 | 0.0062071 | 0.0062071 | 0.0062071 | 0.0062071 | 0.0062071 | 0.0062071 | 0.0062071 | 0.0062071 | 0.0062071 | 0.0062071 | 0.0062071 | 0.0062071 | 0.0062071 | 0.0062071 | 0.0062071 | 0.0062071 | 0.0062071 | 0.0062071 | 0.0062071 | 0.0062071 | 0.0062071 | 0.0062071 | 0.0062071 | 0.0062071 | 0.0062071 | 0.0062071 | 0.0062071 | 0.0062071 | 0.0062071 | 0.0062071 | 0.0062071 | 0.0062071 | 0.0062071 | 0.0062071 | 0.0062071 | 0.0062071 | 0.0062071 | 0.0062071 | 0.0062071 | 0.0062071 | 0.0062071 | 0.0062071 | 0.0062071 | 0.0062071 | 0.0062071 | 0.0062071 | 0.0062071 | 0.0062071 | 0.0062071 | 0.0062071 | 0.0062071 | 0.0062071 | 0.0062071 | 0.0062071 | 0.0062071 | 0.0062071 | 0.0062071 | 0.0062071 | 0.0062071 | 0.0062071 | 0.0062071 | 0.0062071 | 0.0062071 | 0.0062071 | 0.0062071 | 0.0062071 | 0.0062071 | 0.0062071 | 0.0062071 | 0.0062071 | 0.0062071 | 0.0062071 | 0.0062071 | 0.0062071 | 0.0062071 | 0.0062071 | 0.0062071 | 0.0062071 | 0.0062071 | 0.0062071 | 0.0062071 | 0.0062071 | 0.0062071 | 0.0062071 | 0.0062071 | 0.0062071 | 0.0062071 | 0.0062071 | 0.0062071 | 0.0062071 | 0.0062071 | 0.0062071 | 0.0062071 | 0.0062071 | 0.0062071 | 0.0062071 | 0.0062071 | 0.0062071 | 0.0062071 | 0.0062071 | 0.0062071 | 0.0062071 | 0.0062071 | 0.0062071 | 0.0062071 | 0.0062071 | 0.0062071 | 0.0062071 | 0.0062071 | 0.0062071 | 0.0062071 | 0.0062071 | 0.0062071 | 0.0062071 | 0.0062071 | 0.0062071 | 0.0062071 | 0.0062071 | 0.0062071 | 0.0062071 | 0.0062071 | 0.0062071 | 0.0062071 | 0.0062071 | 0.0062071 | 0.0062071 | 0.0062071 | 0.0062071 | 0.0062071 | 0.0062071 | 0.0062071 | 0.0062071 | 0.0062071 | 0.0062071 | 0.0062071 | 0.0062071 | 0.0062071 | 0.0062071 | 0.0062071 | 0.0062071 | 0.0062071 | 0.0062071 | 0.0062071 | 0.0062071 | 0.0062071 | 0.0062071 | 0.0062071 | 0.0062071 | 0.0062071 | 0.0062071 | 0.0062071 | 0.0062071 | 0.0062071 | 0.0062071 | 0.0062071 | 0.0062071 | 0.0062071 | 0.0062071 | 0.0062071 | 0.0062071 | 0.0062071 | 0.0062071 | 0.0062071 | 0.0062071 | 0.0062071 | 0.0062071 | 0.0062071 | 0.0062071 | 0.0062071 | 0.0062071 | 0.0062071 | 0.0062071 | 0.0062071 | 0.0062071 | 0.0062071 | 0.0062071 | 0.0062071 | 0.0062071 | 0.0062071 | 0.0062071 | 0.0062071 | 0.0062071 | 0.0062071 | 0.0062071 | 0.0062071 | 0.0062071 | 0.0062071 | 0.0062071 | 0.0062071 | 0.0062071 | 0.0062071 | 0.0062071 | 0.0062071 | 0.0062071 | 0.0062071 | 0.0062071 | 0.0062071 | 0.0062071 | 0.0062071 | 0.0062071 | 0.0062071 | 0.0062071 | 0.0062071 | 0.0062071 | 0.0062071 | 0.0062071 | 0.0062071 | 0.0062071 | 0.0062071 | 0.0062071 | 0.0062071 | 0.0062071 | 0.0062071 | 0.0062071 | 0.0062071 | 0.0062071 | 0.0062071 | 0.0062071 | 0.0062071 | 0.0062071 | 0.0062071 | 0.0062071 | 0.0062071 | 0.0062071 | 0.0062071 | 0.0062071 | 0.0062071 | 0.0062071 | 0.0062071 | 0.0062071 | 0.0062071 | 0.0062071 | 0.0062071 | 0.0062071 | 0.0062071 | 0.0062071 | 0.0062071 | 0.0062071 | 0.0062071 | 0.0062071 | 0.0062071 | 0.0062071 | 0.0062071 | 0.0062071
Allowable Absorption | J | At | 0.070568 | 0.070551 | 0.070534 | 0.070517 | 0.0705 | 0.070483 | 0.070465 | 0.070448 | 0.070431 | 0.070414 | 0.070397 | 0.070379 | 0.070362 | 0.070345 | 0.070328 | 0.07031 | 0.070293 | 0.070275 | 0.070258 | 0.070241 | 0.070223 | 0.070206 | 0.070188 | 0.070171 | 0.070153 | 0.070136 | 0.070118 | 0.0701 | 0.070083 | 0.070065 | 0.070047 | 0.07003 | 0.070012 | 0.069994 | 0.069977 | 0.069959 | 0.069941 | 0.069923 | 0.069905 | 0.069887 | 0.06987 | 0.069852 | 0.069834 | 0.069816 | 0.069798 | 0.06978 | 0.069762 | 0.069744 | 0.069726 | 0.069707 | 0.069689 | 0.069671 | 0.069653 | 0.069635 | 0.069617 | 0.069598 | 0.06958 | 0.069562 | 0.069544 | 0.069525 | 0.069507 | 0.069489 | 0.06947 | 0.069452 | 0.069433 | 0.069415 | 0.069397 | 0.069378 | 0.06936 | 0.069341 | 0.069322 | 0.069304 | 0.069285 | 0.069267 | 0.069248 | 0.069229 | 0.069211 | 0.069192 | 0.069173 | 0.069173 | 0.069173 | 0.069173 | 0.069173 | 0.069173 | 0.069173 | 0.069173 | 0.069173 | 0.069173 | 0.069173 | 0.069173 | 0.069173 | 0.069173 | 0.069173 | 0.069173 | 0.069173 | 0.069173 | 0.069173 | 0.069173 | 0.069173 | 0.069173 | 0.069173 | 0.069173 | 0.069173 | 0.069173 | 0.069173 | 0.069173 | 0.069173 | 0.069173 | 0.069173 | 0.069173 | 0.069173 | 0.069173 | 0.069173 | 0.069173 | 0.069173 | 0.069173 | 0.069173 | 0.069173 | 0.069173 | 0.069173 | 0.069173 | 0.069173 | 0.069173 | 0.069173 | 0.069173 | 0.069173 | 0.069173 | 0.069173 | 0.069173 | 0.069173 | 0.069173 | 0.069173 | 0.069173 | 0.069173 | 0.069173 | 0.069173 | 0.069173 | 0.069173 | 0.069173 | 0.069173 | 0.069173 | 0.069173 | 0.069173 | 0.069173 | 0.069173 | 0.069173 | 0.069173 | 0.069173 | 0.069173 | 0.069173 | 0.069173 | 0.069173 | 0.069173 | 0.069173 | 0.069173 | 0.069173 | 0.069173 | 0.069173 | 0.069173 | 0.069173 | 0.069173 | 0.069173 | 0.069173 | 0.069173 | 0.069173 | 0.069173 | 0.069173 | 0.069173 | 0.069173 | 0.069173 | 0.069173 | 0.069173 | 0.069173 | 0.069173 | 0.069173 | 0.069173 | 0.069173 | 0.069173 | 0.069173 | 0.069173 | 0.069173 | 0.069173 | 0.069173 | 0.069173 | 0.069173 | 0.069173 | 0.069173 | 0.069173 | 0.069173 | 0.069173 | 0.069173 | 0.069173 | 0.069173 | 0.069173 | 0.069173 | 0.069173 | 0.069173 | 0.069173 | 0.069173 | 0.069173 | 0.069173 | 0.069173 | 0.069173 | 0.069173 | 0.069173 | 0.069173 | 0.069173 | 0.069173 | 0.069173 | 0.069173 | 0.069173 | 0.069173 | 0.069173 | 0.069173 | 0.069173 | 0.069173 | 0.069173 | 0.069173 | 0.069173 | 0.069173 | 0.069173 | 0.069173 | 0.069173 | 0.069173 | 0.069173 | 0.069173 | 0.069173 | 0.069173 | 0.069173 | 0.069173 | 0.069173 | 0.069173 | 0.069173 | 0.069173 | 0.069173 | 0.069173 | 0.069173 | 0.069173 | 0.069173 | 0.069173 | 0.069173 | 0.069173 | 0.069173 | 0.069173 | 0.069173 | 0.069173 | 0.069173 | 0.069173 | 0.069173 | 0.069173 | 0.069173 | 0.069173 | 0.069173 | 0.069173 | 0.069173 | 0.069173 | 0.069173 | 0.069173 | 0.069173 | 0.069173 | 0.069173 | 0.069173 | 0.069173 | 0.069173 | 0.069173 | 0.069173 | 0.069173 | 0.069173 | 0.069173 | 0.069173 | 0.069173 | 0.069173 | 0.069173 | 0.069173 | 0.069173 | 0.069173 | 0.069173 | 0.069173 | 0.069173 | 0.069173 | 0.069173 | 0.069173 | 0.069173 | 0.069173 | 0.069173 | 0.069173 | 0.069173 | 0.069173 | 0.069173 | 0.069173 | 0.069173 | 0.069173 | 0.069173 | 0.069173 | 0.069173 | 0.069173 | 0.069173 | 0.069173 | 0.069173 | 0.069173 | 0.069173 | 0.069173 | 0.069173 | 0.069173 | 0.069173 | 0.069173 | 0.069173 | 0.069173 | 0.069173 | 0.069173 | 0.069173 | 0.069173 | 0.069173 | 0.069173 | 0.069173 | 0.069173 | 0.069173 | 0.069173 | 0.069173 | 0.069173 | 0.069173 | 0.069173 | 0.069173 | 0.069173 | 0.069173 | 0.069173 | 0.069173 | 0.069173 | 0.069173 | 0.069173 | 0.069173 | 0.069173 | 0.069173 | 0.069173 | 0.069173 | 0.069173 | 0.069173 | 0.069173 | 0.069173 | 0.069173 | 0.069173 | 0.069173 | 0.069173 | 0.069173 | 0.069173 | 0.069173 | 0.069173 | 0.069173 | 0.069173 | 0.069173 | 0.069173 | 0.069173 | 0.069173 | 0.069173 | 0.069173 | 0.069173 | 0.069173 | 0.069173 | 0.069173 | 0.069173 | 0.069173 | 0.069173 | 0.069173 | 0.069173 | 0.069173 | 0.069173 | 0.069173 | 0.069173 | 0.069173 | 0.069173 | 0.069173 | 0.069173 | 0.069173 | 0.069173 | 0.069173 | 0.069173 | 0.069173 | 0.069173 | 0.069173 | 0.069173 | 0.069173 | 0.069173 | 0.069173 | 0.069173 | 0.069173 | 0.069173 | 0.069173 | 0.069173 | 0.069173 | 0.069173 | 0.069173 | 0.069173 | 0.069173 | 0.069173 | 0.069173 | 0.069173 | 0.069173 | 0.069173 | 0.069173 | 0.069173 | 0.069173 | 0.069173 | 0.069173 | 0.069173 | 0.069173 | 0.069173 | 0.069173 | 0.069173 | 0.069173 | 0.069173 | 0.069173 | 0.069173 | 0.069173 | 0.069173 | 0.069173 | 0.069173 | 0.069173 | 0.069173 | 0.069173 | 0.069173 | 0.069173 | 0.069173 | 0.069173 | 0.069173 | 0.069173 | 0.069173 | 0.069173 | 0.069173 | 0.069173 | 0.069173 | 0.069173 | 0.069173 | 0.069173 | 0.069173 | 0.069173 | 0.069173 | 0.069173 | 0.069173 | 0.069173 | 0.069173 | 0.069173 | 0.069173 | 0.069173 | 0.069173 | 0.069173 | 0.069173 | 0.069173 | 0.069173 | 0.069173 | 0.069173 | 0.069173 | 0.069173 | 0.069173 | 0.069173 | 0.069173 | 0.069173 | 0.069173 | 0.069173 | 0.069173 | 0.069173 | 0.069173 | 0.069173 | 0.069173 | 0.069173 | 0.069173 | 0.069173 | 0.069173 | 0.069173 | 0.069173 | 0.069173 | 0.069173 | 0.069173 | 0.069173 | 0.069173 | 0.069173 | 0.069173 | 0.069173 | 0.069173 | 0.069173 | 0.069173 | 0.069173 | 0.069173 | 0.069173 | 0.069173 | 0.069173 | 0.069173 | 0.069173 | 0.069173 | 0.069173 | 0.069173 | 0.069173 | 0.069173 | 0.069173 | 0.069173 | 0.069173 | 0.069173 | 0.069173 | 0.069173 | 0.069173 | 0.069173 | 0.069173 | 0.069173 | 0.069173 | 0.069173 | 0.069173 | 0.069173 | 0.069173 | 0.069173 | 0.069173 | 0.069173 | 0.069173 | 0.069173 | 0.069173 | 0.069173 | 0.069173 | 0.069173 | 0.069173 | 0.069173 | 0.069173 | 0.069173 | 0.069173 | 0.069173 | 0.069173 | 0.069173 | 0.069173 | 0.069173 | 0.069173 | 0.069173 | 0.069173 | 0.069173 | 0.069173 | 0.069173 | 0.069173 | 0.069173 | 0.069173 | 0.069173 | 0.069173 | 0.069173 | 0.069173 | 0.069173 | 0.069173 | 0.069173 | 0.069173 | 0.069173 | 0.069173 | 0.069173 | 0.069173 | 0.069173 | 0.069173 | 0.069173 | 0.069173 | 0.069173 | 0.069173 | 0.069173 | 0.069173 | 0.069173 | 0.069173 | 0.069173 | 0.069173 | 0.069173 | 0.069173 | 0.069173 | 0.069173 | 0.069173 | 0.069173 | 0.069173 | 0.069173 | 0.069173 | 0.069173 | 0.069173 | 0.069173 | 0.069173 | 0.069173 | 0.069173 | 0.069173 | 0.069173 | 0.069173 | 0.069173 | 0.069173 | 0.069173 | 0.069173 | 0.069173 | 0.069173 | 0.069173 | 0.069173 | 0.069173 | 0.069173 | 0.069173 | 0.069173 | 0.069173 | 0.069173 | 0.069173 | 0.069173 | 0.069173 | 0.069173 | 0.069173 | 0.069173 | 0.069173 | 0.069173 | 0.069173 | 0.069173 | 0.069173 | 0.069173 | 0.069173 | 0.069173 | 0.069173 | 0.069173 | 0.069173 | 0.069173 | 0.069173 | 0.069173 | 0.069173 | 0.069173 | 0.069173 | 0.069173 | 0.069173 | 0.069173 | 0.069173 | 0.069173 | 0.069173 | 0.069173 | 0.069173 | 0.069173 | 0.069173 | 0.069173 | 0.069173 | 0.069173 | 0.069173 | 0.069173 | 0.069173 | 0.069173 | 0.069173 | 0.069173 | 0.069173 | 0.069173 | 0.069173 | 0.069173 | 0.069173 | 0.069173 | 0.069173 | 0.069173 | 0.069173 | 0.069173 | 0.069173 | 0.069173 | 0.069173 | 0.069173 | 0.069173 | 0.069173 | 0.069173 | 0.069173 | 0.069173 | 0.069173 | 0.069173 | 0.069173 | 0.069173 | 0.069173 | 0.069173 | 0.069173 | 0.069173 | 0.069173 | 0.069173 | 0.069173 | 0.069173 | 0.069173 | 0.069173 | 0.069173 | 0.069173 | 0.069173 | 0.069173 | 0.069173 | 0.069173 | 0.069173 | 0.069173 | 0.069173 | 0.069173 | 0.069173 | 0.069173 | 0.069173 | 0.069173 | 0.069173 | 0.069173 | 0.069173 | 0.069173 | 0.069173 | 0.069173 | 0.069173 | 0.069173 | 0.069173 | 0.069173 | 0.069173 | 0.069173 | 0.069173 | 0.069173 | 0.069173 | 0.069173 | 0.069173 | 0.069173 | 0.069173 | 0.069173 | 0.069173 | 0.069173 | 0.069173 | 0.069173 | 0.069173 | 0.069173 | 0.069173 | 0.069173 | 0.069173 | 0.069173 | 0.069173 | 0.069173 | 0.069173 | 0.069173 | 0.069173 | 0.069173 | 0.069173 | 0.069173 | 0.069173 | 0.069173 | 0.069173 | 0.069173 | 0.069173 | 0.069173 | 0.069173 | 0.069173 | 0.069173 | 0.069173 | 0.069173 | 0.069173 | 0.069173 | 0.069173 | 0.069173 | 0.069173 | 0.069173 | 0.069173 | 0.069173 | 0.069173 | 0.069173 | 0.069173 | 0.069173 | 0.069173 | 0.069173 | 0.069173 | 0.069173 | 0.069173 | 0.069173 | 0.069173 | 0.069173 | 0.069173 | 0.069173 | 0.069173 | 0.069173 | 0.069173 | 0.069173 | 0.069173 | 0.069173 | 0.069173 | 0.069173 | 0.069173 | 0.069173 | 0.069173 | 0.069173 | 0.069173 | 0.069173 | 0.069173 | 0.069173 | 0.069173 | 0.069173 | 0.069173 | 0.069173 | 0.069173 | 0.069173 | 0.069173 | 0.069173 | 0.069173 | 0.069173 | 0.069173 | 0.069173 | 0.069173 | 0.069173 | 0.069173 | 0.069173 | 0.069173 | 0.069173 | 0.069173 | 0.069173 | 0.069173 | 0.069173 | 0.069173 | 0.069173 | 0.069173 | 0.069173 | 0.069173 | 0.069173 | 0.069173 | 0.069173 | 0.069173 | 0.069173 | 0.069173 | 0.069173 | 0.069173 | 0.069173 | 0.069173 | 0.069173 | 0.069173 | 0.069173 | 0.069173 | 0.069173 | 0.069173 | 0.069173 | 0.069173 | 0.069173 | 0.069173 | 0.069173 | 0.069173 | 0.069173 | 0.069173 | 0.069173 | 0.069173 | 0.069173 | 0.069173 | 0.069173 | 0.069173 | 0.069173 | 0.069173 | 0.069173 | 0.069173 | 0.069173 | 0.069173 | 0.069173 | 0.069173 | 0.069173 | 0.069173 | 0.069173 | 0.069173 | 0.069173 | 0.069173 | 0.069173 | 0.069173 | 0.069173 | 0.069173 | 0.069173 | 0.069173 | 0.069173 | 0.069173 | 0.069173 | 0.069173 | 0.069173 | 0.069173 | 0.069173 | 0.069173 | 0.069173 | 0.069173 | 0.069173 | 0.069173 | 0.069173 | 0.069173 | 0.069173 | 0.069173 | 0.069173 | 0.069173 | 0.069173 | 0.069173 | 0.069173 | 0.069173 | 0.069173 | 0.069173 | 0.069173 | 0.069173 | 0.069173 | 0.069173 | 0.069173 | 0.069173 | 0.069173 | 0.069173 | 0.069173 | 0.069173 | 0.069173 | 0.069173 | 0.069173 | 0.069173 | 0.069173 | 0.069173 | 0.069173 | 0.069173 | 0.069173 | 0.069173 | 0.069173 | 0.069173 | 0.069173 | 0.069173 | 0.069173 | 0.069173 | 0.069173 | 0.069173 | 0.069173 | 0.069173 | 0.069173 | 0.069173 | 0.069173 | 0.069173 | 0.069173 | 0.069173 | 0.069173 | 0.069173 | 0.069173 | 0.069173 | 0.069173 | 0.069173 | 0.069173 | 0.069173 | 0.069173 | 0.069173 | 0.069173 | 0.069173 | 0.069173 | 0.069173 | 0.069173 | 0.069173 | 0.069173 | 0.069173 | 0.069173 | 0.069173 | 0.069173 | 0.069173 | 0.069173 | 0.069173 | 0.069173 | 0.069173 | 0.069173 | 0.069173 | 0.069173 | 0.069173 | 0.069173 | 0.069173 | 0.069173 | 0.069173 | 0.069173 | 0.069173 | 0.069173 | 0.069173 | 0.069173 | 0.069173 | 0.069173 | 0.069173 | 0.069173 | 0.069173 | 0.069173 | 0.069173 | 0.069173 | 0.069173 | 0.069173 | 0.069173 | 0.069173 | 0.069173 | 0.069173 | 0.069173 | 0.069173 | 0.069173 | 0.069173 | 0.069173 | 0.069173 | 0.069173 | 0.069173 | 0.069173 | 0.069173 | 0.069173 | 0.069173 | 0.069173 | 0.069173 | 0.069173 | 0.069173 | 0.069173 | 0.069173 | 0.069173 | 0.069173 | 0.069173 | 0.069173 | 0.069173 | 0.069173 | 0.069173 | 0.069173 | 0.069173 | 0.069173 | 0.069173 | 0.069173 | 0.069173 | 0.069173 | 0.069173 | 0.069173 | 0.069173 | 0.069173 | 0.069173 | 0.069173 | 0.069173 | 0.069173 | 0.069173 | 0.069173 | 0.069173 | 0.069173 | 0.069173 | 0.069173 | 0.069173 | 0.069173 | 0.069173 | 0.069173 | 0.069173 | 0.069173 | 0.069173 | 0.069173 | 0.069173 | 0.069173 | 0.069173 | 0.069173 | 0.069173 | 0.069173 | 0.069173 | 0.069173 | 0.069173 | 0.069173 | 0.069173 | 0.069173 | 0.069173 | 0.069173 | 0.069173 | 0.069173 | 0.069173 | 0.069173 | 0.069173 | 0.069173 | 0.069173 | 0.069173 | 0.069173 | 0.069173 | 0.069173 | 0.069173 | 0.069173 | 0.069173 | 0.069173 | 0.069173 | 0.069173 | 0.069173 | 0.069173 | 0.069173 | 0.069173 | 0.069173 | 0.069173 | 0.069173 | 0.069173 | 0.069173 | 0.069173 | 0.069173 | 0.069173 | 0.069173 | 0.069173 | 0.069173 | 0.069173 | 0.069173 | 0.069173 | 0.069173 | 0.069173 | 0.069173 | 0.069173 | 0.069173 | 0.069173 | 0.069173 | 0.069173 | 0.069173 | 0.069173 | 0.069173 | 0.069173 | 0.069173 | 0.069173 | 0.069173 | 0.069173 | 0.069173 | 0.069173 | 0.069173 | 0.069173 | 0.069173 | 0.069173 | 0.069173 | 0.069173 | 0.069173 | 0.069173 | 0.069173 | 0.069173 | 0.069173 | 0.069173 | 0.069173 | 0.069173 | 0.069173 | 0.069173 | 0.069173 | 0.069173 | 0.069173 | 0.069173 | 0.069173 | 0.069173 | 0.069173 | 0.069173 | 0.069173 | 0.069173 | 0.069173 | 0.069173 | 0.069173 | 0.069173 | 0.069173 | 0.069173 | 0.069173 | 0.069173 | 0.069173 | 0.069173 | 0.069173 | 0.069173 | 0.069173 | 0.069173 | 0.069173 | 0.069173 | 0.069173 | 0.069173 | 0.069173 | 0.069173 | 0.069173 | 0.069173 | 0.069173 | 0.069173 | 0.069173 | 0.069173 | 0.069173 | 0.069173 | 0.069173 | 0.069173 | 0.069173 | 0.069173 | 0.069173 | 0.069173 | 0.069173 | 0.069173 | 0.069173 | 0.069173 | 0.069173 | 0.069173 | 0.069173 | 0.069173 | 0.069173 | 0.069173 | 0.069173 | 0.069173 | 0.069173 | 0.069173 | 0.069173 | 0.069173 | 0.069173 | 0.069173 | 0.069173 | 0.069173 | 0.069173 | 0.069173 | 0.069173 | 0.069173 | 0.069173 | 0.069173 | 0.069173 | 0.069173 | 0.069173 | 0.069173 | 0.069173 | 0.069173 | 0.069173 | 0.069173 | 0.069173 | 0.069173 | 0.069173 | 0.069173 | 0.069173 | 0.069173 | 0.069173 | 0.069173 | 0.069173 | 0.069173 | 0.069173 | 0.069173 | 0.069173 | 0.069173 | 0.069173 | 0.069173 | 0.069173 | 0.069173 | 0.069173 | 0.069173 | 0.069173 | 0.069173 | 0.069173 | 0.069173 | 0.069173 | 0.069173 | 0.069173 | 0.069173 | 0.069173 | 0.069173 | 0.069173 | 0.069173 | 0.069173 | 0.069173 | 0.069173 | 0.069173 | 0.069173 | 0.069173 | 0.069173 | 0.069173 | 0.069173 | 0.069173 | 0.069173 | 0.069173 | 0.069173 | 0.069173 | 0.069173 | 0.069173 | 0.069173 | 0.069173 | 0.069173 | 0.069173 | 0.069173 | 0.069173 | 0.069173 | 0.069173 | 0.069173 | 0.069173 | 0.069173 | 0.069173 | 0.069173 | 0.069173 | 0.069173 | 0.069173 | 0.069173 | 0.069173 | 0.069173 | 0.069173 | 0.069173 | 0.069173 | 0.069173 | 0.069173 | 0.069173 | 0.069173 | 0.069173 | 0.069173 | 0.069173 | 0.069173 | 0.069173 | 0.069173 | 0.069173 | 0.069173 | 0.069173 | 0.069173 | 0.069173 | 0.069173 | 0.069173 | 0.069173 | 0.069173 | 0.069173 | 0.069173 | 0.069173 | 0.069173 | 0.069173 | 0.069173 | 0.069173 | 0.069173 | 0.069173 | 0.069173 | 0.069173 | 0.069173 | 0.069173 | 0.069173 | 0.069173 | 0.069173 | 0.069173 | 0.069173 | 0.069173 | 0.069173 | 0.069173 | 0.069173 | 0.069173 | 0.069173 | 0.069173 | 0.069173 | 0.069173 | 0.069173 | 0.069173 | 0.069173 | 0.069173 | 0.069173 | 0.069173 | 0.069173 | 0.069173 | 0.069173 | 0.069173 | 0.069173 | 0.069173 | 0.069173 | 0.069173 | 0.069173 | 0.069173 | 0.069173 | 0.069173 | 0.069173 | 0.069173 | 0.069173 | 0.069173 | 0.069173 | 0.069173 | 0.069173 | 0.069173 | 0.069173 | 0.069173 | 0.069173 | 0.069173 | 0.069173 | 0.069173 | 0.069173 | 0.069173 | 0.069173 | 0.069173 | 0.069173 | 0.069173 | 0.069173 | 0.069173 | 0.069173 | 0.069173 | 0.069173 | 0.069173 | 0.069173 | 0.069173 | 0.069173 | 0.069173 | 0.069173 | 0.069173 | 0.069173 | 0.069173 | 0.069173 | 0.069173 | 0.069173 | 0.069173 | 0.069173 | 0.069173 | 0.069173 | 0.069173 | 0.069173 | 0.069173 | 0.069173 | 0.069173 | 0.069173 | 0.069173 | 0.069173 | 0.069173 | 0.069173 | 0.069173 | 0.069173 | 0.069173 | 0.069173
Plate Temperature | K | Tp | 293.7888 | 293.841 | 293.8932 | 293.9454 | 293.9976 | 294.0498 | 294.102 | 294.1541 | 294.2063 | 294.2584 | 294.3106 | 294.3627 | 294.4148 | 294.4668 | 294.5189 | 294.571 | 294.623 | 294.675 | 294.7271 | 294.7791 | 294.8311 | 294.883 | 294.935 | 294.987 | 295.0389 | 295.0908 | 295.1427 | 295.1946 | 295.2465 | 295.2984 | 295.3503 | 295.4021 | 295.454 | 295.5058 | 295.5576 | 295.6094 | 295.6612 | 295.7129 | 295.7647 | 295.8164 | 295.8682 | 295.9199 | 295.9716 | 296.0233 | 296.075 | 296.1266 | 296.1783 | 296.2299 | 296.2815 | 296.3331 | 296.3847 | 296.4363 | 296.4879 | 296.5395 | 296.591 | 296.6425 | 296.694 | 296.7455 | 296.797 | 296.8485 | 296.9 | 296.9514 | 297.0028 | 297.0543 | 297.1057 | 297.1571 | 297.2084 | 297.2598 | 297.3112 | 297.3625 | 297.4138 | 297.4651 | 297.5164 | 297.5677 | 297.619 | 297.6702 | 297.7215 | 297.7727 | 297.8239 | 297.8239 | 297.8239 | 297.8239 | 297.8239 | 297.8239 | 297.8239 | 297.8239 | 297.8239 | 297.8239 | 297.8239 | 297.8239 | 297.8239 | 297.8239 | 297.8239 | 297.8239 | 297.8239 | 297.8239 | 297.8239 | 297.8239 | 297.8239 | 297.8239 | 297.8239 | 297.8239 | 297.8239 | 297.8239 | 297.8239 | 297.8239 | 297.8239 | 297.8239 | 297.8239 | 297.8239 | 297.8239 | 297.8239 | 297.8239 | 297.8239 | 297.8239 | 297.8239 | 297.8239 | 297.8239 | 297.8239 | 297.8239 | 297.8239 | 297.8239 | 297.8239 | 297.8239 | 297.8239 | 297.8239 | 297.8239 | 297.8239 | 297.8239 | 297.8239 | 297.8239 | 297.8239 | 297.8239 | 297.8239 | 297.8239 | 297.8239 | 297.8239 | 297.8239 | 297.8239 | 297.8239 | 297.8239 | 297.8239 | 297.8239 | 297.8239 | 297.8239 | 297.8239 | 297.8239 | 297.8239 | 297.8239 | 297.8239 | 297.8239 | 297.8239 | 297.8239 | 297.8239 | 297.8239 | 297.8239 | 297.8239 | 297.8239 | 297.8239 | 297.8239 | 297.8239 | 297.8239 | 297.8239 | 297.8239 | 297.8239 | 297.8239 | 297.8239 | 297.8239 | 297.8239 | 297.8239 | 297.8239 | 297.8239 | 297.8239 | 297.8239 | 297.8239 | 297.8239 | 297.8239 | 297.8239 | 297.8239 | 297.8239 | 297.8239 | 297.8239 | 297.8239 | 297.8239 | 297.8239 | 297.8239 | 297.8239 | 297.8239 | 297.8239 | 297.8239 | 297.8239 | 297.8239 | 297.8239 | 297.8239 | 297.8239 | 297.8239 | 297.8239 | 297.8239 | 297.8239 | 297.8239 | 297.8239 | 297.8239 | 297.8239 | 297.8239 | 297.8239 | 297.8239 | 297.8239 | 297.8239 | 297.8239 | 297.8239 | 297.8239 | 297.8239 | 297.8239 | 297.8239 | 297.8239 | 297.8239 | 297.8239 | 297.8239 | 297.8239 | 297.8239 | 297.8239 | 297.8239 | 297.8239 | 297.8239 | 297.8239 | 297.8239 | 297.8239 | 297.8239 | 297.8239 | 297.8239 | 297.8239 | 297.8239 | 297.8239 | 297.8239 | 297.8239 | 297.8239 | 297.8239 | 297.8239 | 297.8239 | 297.8239 | 297.8239 | 297.8239 | 297.8239 | 297.8239 | 297.8239 | 297.8239 | 297.8239 | 297.8239 | 297.8239 | 297.8239 | 297.8239 | 297.8239 | 297.8239 | 297.8239 | 297.8239 | 297.8239 | 297.8239 | 297.8239 | 297.8239 | 297.8239 | 297.8239 | 297.8239 | 297.8239 | 297.8239 | 297.8239 | 297.8239 | 297.8239 | 297.8239 | 297.8239 | 297.8239 | 297.8239 | 297.8239 | 297.8239 | 297.8239 | 297.8239 | 297.8239 | 297.8239 | 297.8239 | 297.8239 | 297.8239 | 297.8239 | 297.8239 | 297.8239 | 297.8239 | 297.8239 | 297.8239 | 297.8239 | 297.8239 | 297.8239 | 297.8239 | 297.8239 | 297.8239 | 297.8239 | 297.8239 | 297.8239 | 297.8239 | 297.8239 | 297.8239 | 297.8239 | 297.8239 | 297.8239 | 297.8239 | 297.8239 | 297.8239 | 297.8239 | 297.8239 | 297.8239 | 297.8239 | 297.8239 | 297.8239 | 297.8239 | 297.8239 | 297.8239 | 297.8239 | 297.8239 | 297.8239 | 297.8239 | 297.8239 | 297.8239 | 297.8239 | 297.8239 | 297.8239 | 297.8239 | 297.8239 | 297.8239 | 297.8239 | 297.8239 | 297.8239 | 297.8239 | 297.8239 | 297.8239 | 297.8239 | 297.8239 | 297.8239 | 297.8239 | 297.8239 | 297.8239 | 297.8239 | 297.8239 | 297.8239 | 297.8239 | 297.8239 | 297.8239 | 297.8239 | 297.8239 | 297.8239 | 297.8239 | 297.8239 | 297.8239 | 297.8239 | 297.8239 | 297.8239 | 297.8239 | 297.8239 | 297.8239 | 297.8239 | 297.8239 | 297.8239 | 297.8239 | 297.8239 | 297.8239 | 297.8239 | 297.8239 | 297.8239 | 297.8239 | 297.8239 | 297.8239 | 297.8239 | 297.8239 | 297.8239 | 297.8239 | 297.8239 | 297.8239 | 297.8239 | 297.8239 | 297.8239 | 297.8239 | 297.8239 | 297.8239 | 297.8239 | 297.8239 | 297.8239 | 297.8239 | 297.8239 | 297.8239 | 297.8239 | 297.8239 | 297.8239 | 297.8239 | 297.8239 | 297.8239 | 297.8239 | 297.8239 | 297.8239 | 297.8239 | 297.8239 | 297.8239 | 297.8239 | 297.8239 | 297.8239 | 297.8239 | 297.8239 | 297.8239 | 297.8239 | 297.8239 | 297.8239 | 297.8239 | 297.8239 | 297.8239 | 297.8239 | 297.8239 | 297.8239 | 297.8239 | 297.8239 | 297.8239 | 297.8239 | 297.8239 | 297.8239 | 297.8239 | 297.8239 | 297.8239 | 297.8239 | 297.8239 | 297.8239 | 297.8239 | 297.8239 | 297.8239 | 297.8239 | 297.8239 | 297.8239 | 297.8239 | 297.8239 | 297.8239 | 297.8239 | 297.8239 | 297.8239 | 297.8239 | 297.8239 | 297.8239 | 297.8239 | 297.8239 | 297.8239 | 297.8239 | 297.8239 | 297.8239 | 297.8239 | 297.8239 | 297.8239 | 297.8239 | 297.8239 | 297.8239 | 297.8239 | 297.8239 | 297.8239 | 297.8239 | 297.8239 | 297.8239 | 297.8239 | 297.8239 | 297.8239 | 297.8239 | 297.8239 | 297.8239 | 297.8239 | 297.8239 | 297.8239 | 297.8239 | 297.8239 | 297.8239 | 297.8239 | 297.8239 | 297.8239 | 297.8239 | 297.8239 | 297.8239 | 297.8239 | 297.8239 | 297.8239 | 297.8239 | 297.8239 | 297.8239 | 297.8239 | 297.8239 | 297.8239 | 297.8239 | 297.8239 | 297.8239 | 297.8239 | 297.8239 | 297.8239 | 297.8239 | 297.8239 | 297.8239 | 297.8239 | 297.8239 | 297.8239 | 297.8239 | 297.8239 | 297.8239 | 297.8239 | 297.8239 | 297.8239 | 297.8239 | 297.8239 | 297.8239 | 297.8239 | 297.8239 | 297.8239 | 297.8239 | 297.8239 | 297.8239 | 297.8239 | 297.8239 | 297.8239 | 297.8239 | 297.8239 | 297.8239 | 297.8239 | 297.8239 | 297.8239 | 297.8239 | 297.8239 | 297.8239 | 297.8239 | 297.8239 | 297.8239 | 297.8239 | 297.8239 | 297.8239 | 297.8239 | 297.8239 | 297.8239 | 297.8239 | 297.8239 | 297.8239 | 297.8239 | 297.8239 | 297.8239 | 297.8239 | 297.8239 | 297.8239 | 297.8239 | 297.8239 | 297.8239 | 297.8239 | 297.8239 | 297.8239 | 297.8239 | 297.8239 | 297.8239 | 297.8239 | 297.8239 | 297.8239 | 297.8239 | 297.8239 | 297.8239 | 297.8239 | 297.8239 | 297.8239 | 297.8239 | 297.8239 | 297.8239 | 297.8239 | 297.8239 | 297.8239 | 297.8239 | 297.8239 | 297.8239 | 297.8239 | 297.8239 | 297.8239 | 297.8239 | 297.8239 | 297.8239 | 297.8239 | 297.8239 | 297.8239 | 297.8239 | 297.8239 | 297.8239 | 297.8239 | 297.8239 | 297.8239 | 297.8239 | 297.8239 | 297.8239 | 297.8239 | 297.8239 | 297.8239 | 297.8239 | 297.8239 | 297.8239 | 297.8239 | 297.8239 | 297.8239 | 297.8239 | 297.8239 | 297.8239 | 297.8239 | 297.8239 | 297.8239 | 297.8239 | 297.8239 | 297.8239 | 297.8239 | 297.8239 | 297.8239 | 297.8239 | 297.8239 | 297.8239 | 297.8239 | 297.8239 | 297.8239 | 297.8239 | 297.8239 | 297.8239 | 297.8239 | 297.8239 | 297.8239 | 297.8239 | 297.8239 | 297.8239 | 297.8239 | 297.8239 | 297.8239 | 297.8239 | 297.8239 | 297.8239 | 297.8239 | 297.8239 | 297.8239 | 297.8239 | 297.8239 | 297.8239 | 297.8239 | 297.8239 | 297.8239 | 297.8239 | 297.8239 | 297.8239 | 297.8239 | 297.8239 | 297.8239 | 297.8239 | 297.8239 | 297.8239 | 297.8239 | 297.8239 | 297.8239 | 297.8239 | 297.8239 | 297.8239 | 297.8239 | 297.8239 | 297.8239 | 297.8239 | 297.8239 | 297.8239 | 297.8239 | 297.8239 | 297.8239 | 297.8239 | 297.8239 | 297.8239 | 297.8239 | 297.8239 | 297.8239 | 297.8239 | 297.8239 | 297.8239 | 297.8239 | 297.8239 | 297.8239 | 297.8239 | 297.8239 | 297.8239 | 297.8239 | 297.8239 | 297.8239 | 297.8239 | 297.8239 | 297.8239 | 297.8239 | 297.8239 | 297.8239 | 297.8239 | 297.8239 | 297.8239 | 297.8239 | 297.8239 | 297.8239 | 297.8239 | 297.8239 | 297.8239 | 297.8239 | 297.8239 | 297.8239 | 297.8239 | 297.8239 | 297.8239 | 297.8239 | 297.8239 | 297.8239 | 297.8239 | 297.8239 | 297.8239 | 297.8239 | 297.8239 | 297.8239 | 297.8239 | 297.8239 | 297.8239 | 297.8239 | 297.8239 | 297.8239 | 297.8239 | 297.8239 | 297.8239 | 297.8239 | 297.8239 | 297.8239 | 297.8239 | 297.8239 | 297.8239 | 297.8239 | 297.8239 | 297.8239 | 297.8239 | 297.8239 | 297.8239 | 297.8239 | 297.8239 | 297.8239 | 297.8239 | 297.8239 | 297.8239 | 297.8239 | 297.8239 | 297.8239 | 297.8239 | 297.8239 | 297.8239 | 297.8239 | 297.8239 | 297.8239 | 297.8239 | 297.8239 | 297.8239 | 297.8239 | 297.8239 | 297.8239 | 297.8239 | 297.8239 | 297.8239 | 297.8239 | 297.8239 | 297.8239 | 297.8239 | 297.8239 | 297.8239 | 297.8239 | 297.8239 | 297.8239 | 297.8239 | 297.8239 | 297.8239 | 297.8239 | 297.8239 | 297.8239 | 297.8239 | 297.8239 | 297.8239 | 297.8239 | 297.8239 | 297.8239 | 297.8239 | 297.8239 | 297.8239 | 297.8239 | 297.8239 | 297.8239 | 297.8239 | 297.8239 | 297.8239 | 297.8239 | 297.8239 | 297.8239 | 297.8239 | 297.8239 | 297.8239 | 297.8239 | 297.8239 | 297.8239 | 297.8239 | 297.8239 | 297.8239 | 297.8239 | 297.8239 | 297.8239 | 297.8239 | 297.8239 | 297.8239 | 297.8239 | 297.8239 | 297.8239 | 297.8239 | 297.8239 | 297.8239 | 297.8239 | 297.8239 | 297.8239 | 297.8239 | 297.8239 | 297.8239 | 297.8239 | 297.8239 | 297.8239 | 297.8239 | 297.8239 | 297.8239 | 297.8239 | 297.8239 | 297.8239 | 297.8239 | 297.8239 | 297.8239 | 297.8239 | 297.8239 | 297.8239 | 297.8239 | 297.8239 | 297.8239 | 297.8239 | 297.8239 | 297.8239 | 297.8239 | 297.8239 | 297.8239 | 297.8239 | 297.8239 | 297.8239 | 297.8239 | 297.8239 | 297.8239 | 297.8239 | 297.8239 | 297.8239 | 297.8239 | 297.8239 | 297.8239 | 297.8239 | 297.8239 | 297.8239 | 297.8239 | 297.8239 | 297.8239 | 297.8239 | 297.8239 | 297.8239 | 297.8239 | 297.8239 | 297.8239 | 297.8239 | 297.8239 | 297.8239 | 297.8239 | 297.8239 | 297.8239 | 297.8239 | 297.8239 | 297.8239 | 297.8239 | 297.8239 | 297.8239 | 297.8239 | 297.8239 | 297.8239 | 297.8239 | 297.8239 | 297.8239 | 297.8239 | 297.8239 | 297.8239 | 297.8239 | 297.8239 | 297.8239 | 297.8239 | 297.8239 | 297.8239 | 297.8239 | 297.8239 | 297.8239 | 297.8239 | 297.8239 | 297.8239 | 297.8239 | 297.8239 | 297.8239 | 297.8239 | 297.8239 | 297.8239 | 297.8239 | 297.8239 | 297.8239 | 297.8239 | 297.8239 | 297.8239 | 297.8239 | 297.8239 | 297.8239 | 297.8239 | 297.8239 | 297.8239 | 297.8239 | 297.8239 | 297.8239 | 297.8239 | 297.8239 | 297.8239 | 297.8239 | 297.8239 | 297.8239 | 297.8239 | 297.8239 | 297.8239 | 297.8239 | 297.8239 | 297.8239 | 297.8239 | 297.8239 | 297.8239 | 297.8239 | 297.8239 | 297.8239 | 297.8239 | 297.8239 | 297.8239 | 297.8239 | 297.8239 | 297.8239 | 297.8239 | 297.8239 | 297.8239 | 297.8239 | 297.8239 | 297.8239 | 297.8239 | 297.8239 | 297.8239 | 297.8239 | 297.8239 | 297.8239 | 297.8239 | 297.8239 | 297.8239 | 297.8239 | 297.8239 | 297.8239 | 297.8239 | 297.8239 | 297.8239 | 297.8239 | 297.8239 | 297.8239 | 297.8239 | 297.8239 | 297.8239 | 297.8239 | 297.8239 | 297.8239 | 297.8239 | 297.8239 | 297.8239 | 297.8239 | 297.8239 | 297.8239 | 297.8239 | 297.8239 | 297.8239 | 297.8239 | 297.8239 | 297.8239 | 297.8239 | 297.8239 | 297.8239 | 297.8239 | 297.8239 | 297.8239 | 297.8239 | 297.8239 | 297.8239 | 297.8239 | 297.8239 | 297.8239 | 297.8239 | 297.8239 | 297.8239 | 297.8239 | 297.8239 | 297.8239 | 297.8239 | 297.8239 | 297.8239 | 297.8239 | 297.8239 | 297.8239 | 297.8239 | 297.8239 | 297.8239 | 297.8239 | 297.8239 | 297.8239 | 297.8239 | 297.8239 | 297.8239 | 297.8239 | 297.8239 | 297.8239 | 297.8239 | 297.8239 | 297.8239 | 297.8239 | 297.8239 | 297.8239 | 297.8239 | 297.8239 | 297.8239 | 297.8239 | 297.8239 | 297.8239 | 297.8239 | 297.8239 | 297.8239 | 297.8239 | 297.8239 | 297.8239 | 297.8239 | 297.8239 | 297.8239 | 297.8239 | 297.8239 | 297.8239 | 297.8239 | 297.8239 | 297.8239 | 297.8239 | 297.8239 | 297.8239 | 297.8239 | 297.8239 | 297.8239 | 297.8239 | 297.8239 | 297.8239 | 297.8239 | 297.8239 | 297.8239 | 297.8239 | 297.8239 | 297.8239 | 297.8239 | 297.8239 | 297.8239 | 297.8239 | 297.8239 | 297.8239 | 297.8239 | 297.8239 | 297.8239 | 297.8239 | 297.8239 | 297.8239 | 297.8239 | 297.8239 | 297.8239 | 297.8239 | 297.8239 | 297.8239 | 297.8239 | 297.8239 | 297.8239 | 297.8239 | 297.8239 | 297.8239 | 297.8239 | 297.8239 | 297.8239 | 297.8239 | 297.8239 | 297.8239 | 297.8239 | 297.8239 | 297.8239 | 297.8239 | 297.8239 | 297.8239 | 297.8239 | 297.8239 | 297.8239 | 297.8239 | 297.8239 | 297.8239 | 297.8239 | 297.8239 | 297.8239 | 297.8239 | 297.8239 | 297.8239 | 297.8239 | 297.8239 | 297.8239 | 297.8239 | 297.8239 | 297.8239 | 297.8239 | 297.8239 | 297.8239 | 297.8239 | 297.8239 | 297.8239 | 297.8239 | 297.8239 | 297.8239 | 297.8239 | 297.8239 | 297.8239 | 297.8239 | 297.8239 | 297.8239 | 297.8239 | 297.8239 | 297.8239 | 297.8239 | 297.8239 | 297.8239 | 297.8239 | 297.8239 | 297.8239 | 297.8239 | 297.8239 | 297.8239 | 297.8239 | 297.8239 | 297.8239 | 297.8239 | 297.8239 | 297.8239 | 297.8239 | 297.8239 | 297.8239 | 297.8239 | 297.8239 | 297.8239 | 297.8239 | 297.8239 | 297.8239 | 297.8239 | 297.8239 | 297.8239 | 297.8239 | 297.8239 | 297.8239 | 297.8239 | 297.8239 | 297.8239 | 297.8239 | 297.8239 | 297.8239 | 297.8239 | 297.8239 | 297.8239 | 297.8239 | 297.8239 | 297.8239 | 297.8239 | 297.8239 | 297.8239 | 297.8239 | 297.8239 | 297.8239 | 297.8239 | 297.8239 | 297.8239 | 297.8239 | 297.8239 | 297.8239 | 297.8239 | 297.8239 | 297.8239 | 297.8239 | 297.8239 | 297.8239 | 297.8239 | 297.8239 | 297.8239 | 297.8239 | 297.8239 | 297.8239 | 297.8239 | 297.8239 | 297.8239 | 297.8239 | 297.8239 | 297.8239 | 297.8239 | 297.8239 | 297.8239 | 297.8239 | 297.8239 | 297.8239 | 297.8239 | 297.8239 | 297.8239 | 297.8239 | 297.8239 | 297.8239 | 297.8239 | 297.8239 | 297.8239 | 297.8239 | 297.8239 | 297.8239 | 297.8239 | 297.8239 | 297.8239 | 297.8239 | 297.8239 | 297.8239 | 297.8239 | 297.8239 | 297.8239 | 297.8239 | 297.8239 | 297.8239 | 297.8239 | 297.8239 | 297.8239 | 297.8239 | 297.8239 | 297.8239 | 297.8239 | 297.8239 | 297.8239 | 297.8239 | 297.8239 | 297.8239 | 297.8239 | 297.8239 | 297.8239 | 297.8239 | 297.8239 | 297.8239 | 297.8239 | 297.8239 | 297.8239 | 297.8239 | 297.8239 | 297.8239 | 297.8239 | 297.8239 | 297.8239 | 297.8239 | 297.8239 | 297.8239 | 297.8239 | 297.8239 | 297.8239 | 297.8239 | 297.8239 | 297.8239 | 297.8239 | 297.8239 | 297.8239 | 297.8239 | 297.8239 | 297.8239 | 297.8239 | 297.8239 | 297.8239 | 297.8239 | 297.8239 | 297.8239 | 297.8239 | 297.8239 | 297.8239 | 297.8239 | 297.8239 | 297.8239 | 297.8239 | 297.8239 | 297.8239 | 297.8239 | 297.8239 | 297.8239 | 297.8239 | 297.8239 | 297.8239 | 297.8239 | 297.8239 | 297.8239 | 297.8239 | 297.8239 | 297.8239 | 297.8239 | 297.8239 | 297.8239 | 297.8239 | 297.8239 | 297.8239 | 297.8239 | 297.8239 | 297.8239 | 297.8239 | 297.8239 | 297.8239 | 297.8239 | 297.8239 | 297.8239 | 297.8239 | 297.8239 | 297.8239 | 297.8239 | 297.8239 | 297.8239 | 297.8239 | 297.8239 | 297.8239 | 297.8239 | 297.8239 | 297.8239 | 297.8239 | 297.8239 | 297.8239 | 297.8239 | 297.8239 | 297.8239 | 297.8239 | 297.8239 | 297.8239 | 297.8239 | 297.8239 | 297.8239 | 297.8239 | 297.8239 | 297.8239 | 297.8239 | 297.8239 | 297.8239 | 297.8239 | 297.8239 | 297.8239 | 297.8239 | 297.8239 | 297.8239 | 297.8239 | 297.8239 | 297.8239 | 297.8239 | 297.8239 | 297.8239 | 297.8239
Plate Temperature | oC | Tp | 20.6388 | 20.691 | 20.7432 | 20.7954 | 20.8476 | 20.8998 | 20.952 | 21.0041 | 21.0563 | 21.1084 | 21.1606 | 21.2127 | 21.2648 | 21.3168 | 21.3689 | 21.421 | 21.473 | 21.525 | 21.5771 | 21.6291 | 21.6811 | 21.733 | 21.785 | 21.837 | 21.8889 | 21.9408 | 21.9927 | 22.0446 | 22.0965 | 22.1484 | 22.2003 | 22.2521 | 22.304 | 22.3558 | 22.4076 | 22.4594 | 22.5112 | 22.5629 | 22.6147 | 22.6664 | 22.7182 | 22.7699 | 22.8216 | 22.8733 | 22.925 | 22.9766 | 23.0283 | 23.0799 | 23.1315 | 23.1831 | 23.2347 | 23.2863 | 23.3379 | 23.3895 | 23.441 | 23.4925 | 23.544 | 23.5955 | 23.647 | 23.6985 | 23.75 | 23.8014 | 23.8528 | 23.9043 | 23.9557 | 24.0071 | 24.0584 | 24.1098 | 24.1612 | 24.2125 | 24.2638 | 24.3151 | 24.3664 | 24.4177 | 24.469 | 24.5202 | 24.5715 | 24.6227 | 24.6739 | 24.6739 | 24.6739 | 24.6739 | 24.6739 | 24.6739 | 24.6739 | 24.6739 | 24.6739 | 24.6739 | 24.6739 | 24.6739 | 24.6739 | 24.6739 | 24.6739 | 24.6739 | 24.6739 | 24.6739 | 24.6739 | 24.6739 | 24.6739 | 24.6739 | 24.6739 | 24.6739 | 24.6739 | 24.6739 | 24.6739 | 24.6739 | 24.6739 | 24.6739 | 24.6739 | 24.6739 | 24.6739 | 24.6739 | 24.6739 | 24.6739 | 24.6739 | 24.6739 | 24.6739 | 24.6739 | 24.6739 | 24.6739 | 24.6739 | 24.6739 | 24.6739 | 24.6739 | 24.6739 | 24.6739 | 24.6739 | 24.6739 | 24.6739 | 24.6739 | 24.6739 | 24.6739 | 24.6739 | 24.6739 | 24.6739 | 24.6739 | 24.6739 | 24.6739 | 24.6739 | 24.6739 | 24.6739 | 24.6739 | 24.6739 | 24.6739 | 24.6739 | 24.6739 | 24.6739 | 24.6739 | 24.6739 | 24.6739 | 24.6739 | 24.6739 | 24.6739 | 24.6739 | 24.6739 | 24.6739 | 24.6739 | 24.6739 | 24.6739 | 24.6739 | 24.6739 | 24.6739 | 24.6739 | 24.6739 | 24.6739 | 24.6739 | 24.6739 | 24.6739 | 24.6739 | 24.6739 | 24.6739 | 24.6739 | 24.6739 | 24.6739 | 24.6739 | 24.6739 | 24.6739 | 24.6739 | 24.6739 | 24.6739 | 24.6739 | 24.6739 | 24.6739 | 24.6739 | 24.6739 | 24.6739 | 24.6739 | 24.6739 | 24.6739 | 24.6739 | 24.6739 | 24.6739 | 24.6739 | 24.6739 | 24.6739 | 24.6739 | 24.6739 | 24.6739 | 24.6739 | 24.6739 | 24.6739 | 24.6739 | 24.6739 | 24.6739 | 24.6739 | 24.6739 | 24.6739 | 24.6739 | 24.6739 | 24.6739 | 24.6739 | 24.6739 | 24.6739 | 24.6739 | 24.6739 | 24.6739 | 24.6739 | 24.6739 | 24.6739 | 24.6739 | 24.6739 | 24.6739 | 24.6739 | 24.6739 | 24.6739 | 24.6739 | 24.6739 | 24.6739 | 24.6739 | 24.6739 | 24.6739 | 24.6739 | 24.6739 | 24.6739 | 24.6739 | 24.6739 | 24.6739 | 24.6739 | 24.6739 | 24.6739 | 24.6739 | 24.6739 | 24.6739 | 24.6739 | 24.6739 | 24.6739 | 24.6739 | 24.6739 | 24.6739 | 24.6739 | 24.6739 | 24.6739 | 24.6739 | 24.6739 | 24.6739 | 24.6739 | 24.6739 | 24.6739 | 24.6739 | 24.6739 | 24.6739 | 24.6739 | 24.6739 | 24.6739 | 24.6739 | 24.6739 | 24.6739 | 24.6739 | 24.6739 | 24.6739 | 24.6739 | 24.6739 | 24.6739 | 24.6739 | 24.6739 | 24.6739 | 24.6739 | 24.6739 | 24.6739 | 24.6739 | 24.6739 | 24.6739 | 24.6739 | 24.6739 | 24.6739 | 24.6739 | 24.6739 | 24.6739 | 24.6739 | 24.6739 | 24.6739 | 24.6739 | 24.6739 | 24.6739 | 24.6739 | 24.6739 | 24.6739 | 24.6739 | 24.6739 | 24.6739 | 24.6739 | 24.6739 | 24.6739 | 24.6739 | 24.6739 | 24.6739 | 24.6739 | 24.6739 | 24.6739 | 24.6739 | 24.6739 | 24.6739 | 24.6739 | 24.6739 | 24.6739 | 24.6739 | 24.6739 | 24.6739 | 24.6739 | 24.6739 | 24.6739 | 24.6739 | 24.6739 | 24.6739 | 24.6739 | 24.6739 | 24.6739 | 24.6739 | 24.6739 | 24.6739 | 24.6739 | 24.6739 | 24.6739 | 24.6739 | 24.6739 | 24.6739 | 24.6739 | 24.6739 | 24.6739 | 24.6739 | 24.6739 | 24.6739 | 24.6739 | 24.6739 | 24.6739 | 24.6739 | 24.6739 | 24.6739 | 24.6739 | 24.6739 | 24.6739 | 24.6739 | 24.6739 | 24.6739 | 24.6739 | 24.6739 | 24.6739 | 24.6739 | 24.6739 | 24.6739 | 24.6739 | 24.6739 | 24.6739 | 24.6739 | 24.6739 | 24.6739 | 24.6739 | 24.6739 | 24.6739 | 24.6739 | 24.6739 | 24.6739 | 24.6739 | 24.6739 | 24.6739 | 24.6739 | 24.6739 | 24.6739 | 24.6739 | 24.6739 | 24.6739 | 24.6739 | 24.6739 | 24.6739 | 24.6739 | 24.6739 | 24.6739 | 24.6739 | 24.6739 | 24.6739 | 24.6739 | 24.6739 | 24.6739 | 24.6739 | 24.6739 | 24.6739 | 24.6739 | 24.6739 | 24.6739 | 24.6739 | 24.6739 | 24.6739 | 24.6739 | 24.6739 | 24.6739 | 24.6739 | 24.6739 | 24.6739 | 24.6739 | 24.6739 | 24.6739 | 24.6739 | 24.6739 | 24.6739 | 24.6739 | 24.6739 | 24.6739 | 24.6739 | 24.6739 | 24.6739 | 24.6739 | 24.6739 | 24.6739 | 24.6739 | 24.6739 | 24.6739 | 24.6739 | 24.6739 | 24.6739 | 24.6739 | 24.6739 | 24.6739 | 24.6739 | 24.6739 | 24.6739 | 24.6739 | 24.6739 | 24.6739 | 24.6739 | 24.6739 | 24.6739 | 24.6739 | 24.6739 | 24.6739 | 24.6739 | 24.6739 | 24.6739 | 24.6739 | 24.6739 | 24.6739 | 24.6739 | 24.6739 | 24.6739 | 24.6739 | 24.6739 | 24.6739 | 24.6739 | 24.6739 | 24.6739 | 24.6739 | 24.6739 | 24.6739 | 24.6739 | 24.6739 | 24.6739 | 24.6739 | 24.6739 | 24.6739 | 24.6739 | 24.6739 | 24.6739 | 24.6739 | 24.6739 | 24.6739 | 24.6739 | 24.6739 | 24.6739 | 24.6739 | 24.6739 | 24.6739 | 24.6739 | 24.6739 | 24.6739 | 24.6739 | 24.6739 | 24.6739 | 24.6739 | 24.6739 | 24.6739 | 24.6739 | 24.6739 | 24.6739 | 24.6739 | 24.6739 | 24.6739 | 24.6739 | 24.6739 | 24.6739 | 24.6739 | 24.6739 | 24.6739 | 24.6739 | 24.6739 | 24.6739 | 24.6739 | 24.6739 | 24.6739 | 24.6739 | 24.6739 | 24.6739 | 24.6739 | 24.6739 | 24.6739 | 24.6739 | 24.6739 | 24.6739 | 24.6739 | 24.6739 | 24.6739 | 24.6739 | 24.6739 | 24.6739 | 24.6739 | 24.6739 | 24.6739 | 24.6739 | 24.6739 | 24.6739 | 24.6739 | 24.6739 | 24.6739 | 24.6739 | 24.6739 | 24.6739 | 24.6739 | 24.6739 | 24.6739 | 24.6739 | 24.6739 | 24.6739 | 24.6739 | 24.6739 | 24.6739 | 24.6739 | 24.6739 | 24.6739 | 24.6739 | 24.6739 | 24.6739 | 24.6739 | 24.6739 | 24.6739 | 24.6739 | 24.6739 | 24.6739 | 24.6739 | 24.6739 | 24.6739 | 24.6739 | 24.6739 | 24.6739 | 24.6739 | 24.6739 | 24.6739 | 24.6739 | 24.6739 | 24.6739 | 24.6739 | 24.6739 | 24.6739 | 24.6739 | 24.6739 | 24.6739 | 24.6739 | 24.6739 | 24.6739 | 24.6739 | 24.6739 | 24.6739 | 24.6739 | 24.6739 | 24.6739 | 24.6739 | 24.6739 | 24.6739 | 24.6739 | 24.6739 | 24.6739 | 24.6739 | 24.6739 | 24.6739 | 24.6739 | 24.6739 | 24.6739 | 24.6739 | 24.6739 | 24.6739 | 24.6739 | 24.6739 | 24.6739 | 24.6739 | 24.6739 | 24.6739 | 24.6739 | 24.6739 | 24.6739 | 24.6739 | 24.6739 | 24.6739 | 24.6739 | 24.6739 | 24.6739 | 24.6739 | 24.6739 | 24.6739 | 24.6739 | 24.6739 | 24.6739 | 24.6739 | 24.6739 | 24.6739 | 24.6739 | 24.6739 | 24.6739 | 24.6739 | 24.6739 | 24.6739 | 24.6739 | 24.6739 | 24.6739 | 24.6739 | 24.6739 | 24.6739 | 24.6739 | 24.6739 | 24.6739 | 24.6739 | 24.6739 | 24.6739 | 24.6739 | 24.6739 | 24.6739 | 24.6739 | 24.6739 | 24.6739 | 24.6739 | 24.6739 | 24.6739 | 24.6739 | 24.6739 | 24.6739 | 24.6739 | 24.6739 | 24.6739 | 24.6739 | 24.6739 | 24.6739 | 24.6739 | 24.6739 | 24.6739 | 24.6739 | 24.6739 | 24.6739 | 24.6739 | 24.6739 | 24.6739 | 24.6739 | 24.6739 | 24.6739 | 24.6739 | 24.6739 | 24.6739 | 24.6739 | 24.6739 | 24.6739 | 24.6739 | 24.6739 | 24.6739 | 24.6739 | 24.6739 | 24.6739 | 24.6739 | 24.6739 | 24.6739 | 24.6739 | 24.6739 | 24.6739 | 24.6739 | 24.6739 | 24.6739 | 24.6739 | 24.6739 | 24.6739 | 24.6739 | 24.6739 | 24.6739 | 24.6739 | 24.6739 | 24.6739 | 24.6739 | 24.6739 | 24.6739 | 24.6739 | 24.6739 | 24.6739 | 24.6739 | 24.6739 | 24.6739 | 24.6739 | 24.6739 | 24.6739 | 24.6739 | 24.6739 | 24.6739 | 24.6739 | 24.6739 | 24.6739 | 24.6739 | 24.6739 | 24.6739 | 24.6739 | 24.6739 | 24.6739 | 24.6739 | 24.6739 | 24.6739 | 24.6739 | 24.6739 | 24.6739 | 24.6739 | 24.6739 | 24.6739 | 24.6739 | 24.6739 | 24.6739 | 24.6739 | 24.6739 | 24.6739 | 24.6739 | 24.6739 | 24.6739 | 24.6739 | 24.6739 | 24.6739 | 24.6739 | 24.6739 | 24.6739 | 24.6739 | 24.6739 | 24.6739 | 24.6739 | 24.6739 | 24.6739 | 24.6739 | 24.6739 | 24.6739 | 24.6739 | 24.6739 | 24.6739 | 24.6739 | 24.6739 | 24.6739 | 24.6739 | 24.6739 | 24.6739 | 24.6739 | 24.6739 | 24.6739 | 24.6739 | 24.6739 | 24.6739 | 24.6739 | 24.6739 | 24.6739 | 24.6739 | 24.6739 | 24.6739 | 24.6739 | 24.6739 | 24.6739 | 24.6739 | 24.6739 | 24.6739 | 24.6739 | 24.6739 | 24.6739 | 24.6739 | 24.6739 | 24.6739 | 24.6739 | 24.6739 | 24.6739 | 24.6739 | 24.6739 | 24.6739 | 24.6739 | 24.6739 | 24.6739 | 24.6739 | 24.6739 | 24.6739 | 24.6739 | 24.6739 | 24.6739 | 24.6739 | 24.6739 | 24.6739 | 24.6739 | 24.6739 | 24.6739 | 24.6739 | 24.6739 | 24.6739 | 24.6739 | 24.6739 | 24.6739 | 24.6739 | 24.6739 | 24.6739 | 24.6739 | 24.6739 | 24.6739 | 24.6739 | 24.6739 | 24.6739 | 24.6739 | 24.6739 | 24.6739 | 24.6739 | 24.6739 | 24.6739 | 24.6739 | 24.6739 | 24.6739 | 24.6739 | 24.6739 | 24.6739 | 24.6739 | 24.6739 | 24.6739 | 24.6739 | 24.6739 | 24.6739 | 24.6739 | 24.6739 | 24.6739 | 24.6739 | 24.6739 | 24.6739 | 24.6739 | 24.6739 | 24.6739 | 24.6739 | 24.6739 | 24.6739 | 24.6739 | 24.6739 | 24.6739 | 24.6739 | 24.6739 | 24.6739 | 24.6739 | 24.6739 | 24.6739 | 24.6739 | 24.6739 | 24.6739 | 24.6739 | 24.6739 | 24.6739 | 24.6739 | 24.6739 | 24.6739 | 24.6739 | 24.6739 | 24.6739 | 24.6739 | 24.6739 | 24.6739 | 24.6739 | 24.6739 | 24.6739 | 24.6739 | 24.6739 | 24.6739 | 24.6739 | 24.6739 | 24.6739 | 24.6739 | 24.6739 | 24.6739 | 24.6739 | 24.6739 | 24.6739 | 24.6739 | 24.6739 | 24.6739 | 24.6739 | 24.6739 | 24.6739 | 24.6739 | 24.6739 | 24.6739 | 24.6739 | 24.6739 | 24.6739 | 24.6739 | 24.6739 | 24.6739 | 24.6739 | 24.6739 | 24.6739 | 24.6739 | 24.6739 | 24.6739 | 24.6739 | 24.6739 | 24.6739 | 24.6739 | 24.6739 | 24.6739 | 24.6739 | 24.6739 | 24.6739 | 24.6739 | 24.6739 | 24.6739 | 24.6739 | 24.6739 | 24.6739 | 24.6739 | 24.6739 | 24.6739 | 24.6739 | 24.6739 | 24.6739 | 24.6739 | 24.6739 | 24.6739 | 24.6739 | 24.6739 | 24.6739 | 24.6739 | 24.6739 | 24.6739 | 24.6739 | 24.6739 | 24.6739 | 24.6739 | 24.6739 | 24.6739 | 24.6739 | 24.6739 | 24.6739 | 24.6739 | 24.6739 | 24.6739 | 24.6739 | 24.6739 | 24.6739 | 24.6739 | 24.6739 | 24.6739 | 24.6739 | 24.6739 | 24.6739 | 24.6739 | 24.6739 | 24.6739 | 24.6739 | 24.6739 | 24.6739 | 24.6739 | 24.6739 | 24.6739 | 24.6739 | 24.6739 | 24.6739 | 24.6739 | 24.6739 | 24.6739 | 24.6739 | 24.6739 | 24.6739 | 24.6739 | 24.6739 | 24.6739 | 24.6739 | 24.6739 | 24.6739 | 24.6739 | 24.6739 | 24.6739 | 24.6739 | 24.6739 | 24.6739 | 24.6739 | 24.6739 | 24.6739 | 24.6739 | 24.6739 | 24.6739 | 24.6739 | 24.6739 | 24.6739 | 24.6739 | 24.6739 | 24.6739 | 24.6739 | 24.6739 | 24.6739 | 24.6739 | 24.6739 | 24.6739 | 24.6739 | 24.6739 | 24.6739 | 24.6739 | 24.6739 | 24.6739 | 24.6739 | 24.6739 | 24.6739 | 24.6739 | 24.6739 | 24.6739 | 24.6739 | 24.6739 | 24.6739 | 24.6739 | 24.6739 | 24.6739 | 24.6739 | 24.6739 | 24.6739 | 24.6739 | 24.6739 | 24.6739 | 24.6739 | 24.6739 | 24.6739 | 24.6739 | 24.6739 | 24.6739 | 24.6739 | 24.6739 | 24.6739 | 24.6739 | 24.6739 | 24.6739 | 24.6739 | 24.6739 | 24.6739 | 24.6739 | 24.6739 | 24.6739 | 24.6739 | 24.6739 | 24.6739 | 24.6739 | 24.6739 | 24.6739 | 24.6739 | 24.6739 | 24.6739 | 24.6739 | 24.6739 | 24.6739 | 24.6739 | 24.6739 | 24.6739 | 24.6739 | 24.6739 | 24.6739 | 24.6739 | 24.6739 | 24.6739 | 24.6739 | 24.6739 | 24.6739 | 24.6739 | 24.6739 | 24.6739 | 24.6739 | 24.6739 | 24.6739 | 24.6739 | 24.6739 | 24.6739 | 24.6739 | 24.6739 | 24.6739 | 24.6739 | 24.6739 | 24.6739 | 24.6739 | 24.6739 | 24.6739 | 24.6739 | 24.6739 | 24.6739 | 24.6739 | 24.6739 | 24.6739 | 24.6739 | 24.6739 | 24.6739 | 24.6739 | 24.6739 | 24.6739 | 24.6739 | 24.6739 | 24.6739 | 24.6739 | 24.6739 | 24.6739 | 24.6739 | 24.6739 | 24.6739 | 24.6739 | 24.6739 | 24.6739 | 24.6739 | 24.6739 | 24.6739 | 24.6739 | 24.6739 | 24.6739 | 24.6739 | 24.6739 | 24.6739 | 24.6739 | 24.6739 | 24.6739 | 24.6739 | 24.6739 | 24.6739 | 24.6739 | 24.6739 | 24.6739 | 24.6739 | 24.6739 | 24.6739 | 24.6739 | 24.6739 | 24.6739 | 24.6739 | 24.6739 | 24.6739 | 24.6739 | 24.6739 | 24.6739 | 24.6739 | 24.6739 | 24.6739 | 24.6739 | 24.6739 | 24.6739 | 24.6739 | 24.6739 | 24.6739 | 24.6739 | 24.6739 | 24.6739 | 24.6739 | 24.6739 | 24.6739 | 24.6739 | 24.6739 | 24.6739 | 24.6739 | 24.6739 | 24.6739 | 24.6739 | 24.6739 | 24.6739 | 24.6739 | 24.6739 | 24.6739 | 24.6739 | 24.6739 | 24.6739 | 24.6739 | 24.6739 | 24.6739 | 24.6739 | 24.6739 | 24.6739 | 24.6739 | 24.6739 | 24.6739 | 24.6739 | 24.6739 | 24.6739 | 24.6739 | 24.6739 | 24.6739 | 24.6739 | 24.6739 | 24.6739 | 24.6739 | 24.6739 | 24.6739 | 24.6739 | 24.6739 | 24.6739 | 24.6739 | 24.6739 | 24.6739 | 24.6739 | 24.6739 | 24.6739 | 24.6739 | 24.6739 | 24.6739 | 24.6739 | 24.6739 | 24.6739 | 24.6739 | 24.6739 | 24.6739 | 24.6739 | 24.6739 | 24.6739 | 24.6739 | 24.6739 | 24.6739 | 24.6739 | 24.6739 | 24.6739 | 24.6739 | 24.6739 | 24.6739 | 24.6739 | 24.6739 | 24.6739 | 24.6739 | 24.6739 | 24.6739 | 24.6739 | 24.6739 | 24.6739 | 24.6739 | 24.6739 | 24.6739 | 24.6739 | 24.6739 | 24.6739 | 24.6739 | 24.6739 | 24.6739 | 24.6739 | 24.6739 | 24.6739 | 24.6739 | 24.6739 | 24.6739 | 24.6739 | 24.6739 | 24.6739 | 24.6739 | 24.6739 | 24.6739 | 24.6739 | 24.6739 | 24.6739 | 24.6739 | 24.6739 | 24.6739 | 24.6739 | 24.6739 | 24.6739 | 24.6739 | 24.6739 | 24.6739 | 24.6739 | 24.6739 | 24.6739 | 24.6739 | 24.6739 | 24.6739 | 24.6739 | 24.6739 | 24.6739 | 24.6739 | 24.6739 | 24.6739 | 24.6739 | 24.6739 | 24.6739 | 24.6739 | 24.6739 | 24.6739 | 24.6739 | 24.6739 | 24.6739 | 24.6739 | 24.6739 | 24.6739 | 24.6739 | 24.6739 | 24.6739 | 24.6739 | 24.6739 | 24.6739 | 24.6739 | 24.6739 | 24.6739 | 24.6739 | 24.6739 | 24.6739 | 24.6739 | 24.6739 | 24.6739 | 24.6739 | 24.6739 | 24.6739 | 24.6739 | 24.6739 | 24.6739 | 24.6739 | 24.6739 | 24.6739 | 24.6739 | 24.6739 | 24.6739 | 24.6739 | 24.6739 | 24.6739 | 24.6739 | 24.6739 | 24.6739 | 24.6739 | 24.6739 | 24.6739 | 24.6739 | 24.6739 | 24.6739 | 24.6739 | 24.6739 | 24.6739 | 24.6739 | 24.6739 | 24.6739 | 24.6739 | 24.6739 | 24.6739 | 24.6739 | 24.6739 | 24.6739 | 24.6739 | 24.6739 | 24.6739 | 24.6739 | 24.6739 | 24.6739 | 24.6739 | 24.6739 | 24.6739 | 24.6739 | 24.6739
Step Mass | kg | M | 0.001293 | 0.001293 | 0.001293 | 0.001293 | 0.001293 | 0.001293 | 0.001293 | 0.001293 | 0.001293 | 0.001293 | 0.001293 | 0.001293 | 0.001293 | 0.001293 | 0.001293 | 0.001293 | 0.001293 | 0.001293 | 0.001293 | 0.001293 | 0.001293 | 0.001293 | 0.001293 | 0.001293 | 0.001293 | 0.001293 | 0.001293 | 0.001293 | 0.001293 | 0.001293 | 0.001293 | 0.001293 | 0.001293 | 0.001293 | 0.001293 | 0.001293 | 0.001293 | 0.001293 | 0.001293 | 0.001293 | 0.001293 | 0.001293 | 0.001293 | 0.001293 | 0.001293 | 0.001293 | 0.001293 | 0.001293 | 0.001293 | 0.001293 | 0.001293 | 0.001293 | 0.001293 | 0.001293 | 0.001293 | 0.001293 | 0.001293 | 0.001293 | 0.001293 | 0.001293 | 0.001293 | 0.001293 | 0.001293 | 0.001293 | 0.001293 | 0.001293 | 0.001293 | 0.001293 | 0.001293 | 0.001293 | 0.001293 | 0.001293 | 0.001293 | 0.001293 | 0.001293 | 0.001293 | 0.001293 | 0.001293 | 0.001293 | 0.001293 | 0.001293 | 0.001293 | 0.001293 | 0.001293 | 0.001293 | 0.001293 | 0.001293 | 0.001293 | 0.001293 | 0.001293 | 0.001293 | 0.001293 | 0.001293 | 0.001293 | 0.001293 | 0.001293 | 0.001293 | 0.001293 | 0.001293 | 0.001293 | 0.001293 | 0.001293 | 0.001293 | 0.001293 | 0.001293 | 0.001293 | 0.001293 | 0.001293 | 0.001293 | 0.001293 | 0.001293 | 0.001293 | 0.001293 | 0.001293 | 0.001293 | 0.001293 | 0.001293 | 0.001293 | 0.001293 | 0.001293 | 0.001293 | 0.001293 | 0.001293 | 0.001293 | 0.001293 | 0.001293 | 0.001293 | 0.001293 | 0.001293 | 0.001293 | 0.001293 | 0.001293 | 0.001293 | 0.001293 | 0.001293 | 0.001293 | 0.001293 | 0.001293 | 0.001293 | 0.001293 | 0.001293 | 0.001293 | 0.001293 | 0.001293 | 0.001293 | 0.001293 | 0.001293 | 0.001293 | 0.001293 | 0.001293 | 0.001293 | 0.001293 | 0.001293 | 0.001293 | 0.001293 | 0.001293 | 0.001293 | 0.001293 | 0.001293 | 0.001293 | 0.001293 | 0.001293 | 0.001293 | 0.001293 | 0.001293 | 0.001293 | 0.001293 | 0.001293 | 0.001293 | 0.001293 | 0.001293 | 0.001293 | 0.001293 | 0.001293 | 0.001293 | 0.001293 | 0.001293 | 0.001293 | 0.001293 | 0.001293 | 0.001293 | 0.001293 | 0.001293 | 0.001293 | 0.001293 | 0.001293 | 0.001293 | 0.001293 | 0.001293 | 0.001293 | 0.001293 | 0.001293 | 0.001293 | 0.001293 | 0.001293 | 0.001293 | 0.001293 | 0.001293 | 0.001293 | 0.001293 | 0.001293 | 0.001293 | 0.001293 | 0.001293 | 0.001293 | 0.001293 | 0.001293 | 0.001293 | 0.001293 | 0.001293 | 0.001293 | 0.001293 | 0.001293 | 0.001293 | 0.001293 | 0.001293 | 0.001293 | 0.001293 | 0.001293 | 0.001293 | 0.001293 | 0.001293 | 0.001293 | 0.001293 | 0.001293 | 0.001293 | 0.001293 | 0.001293 | 0.001293 | 0.001293 | 0.001293 | 0.001293 | 0.001293 | 0.001293 | 0.001293 | 0.001293 | 0.001293 | 0.001293 | 0.001293 | 0.001293 | 0.001293 | 0.001293 | 0.001293 | 0.001293 | 0.001293 | 0.001293 | 0.001293 | 0.001293 | 0.001293 | 0.001293 | 0.001293 | 0.001293 | 0.001293 | 0.001293 | 0.001293 | 0.001293 | 0.001293 | 0.001293 | 0.001293 | 0.001293 | 0.001293 | 0.001293 | 0.001293 | 0.001293 | 0.001293 | 0.001293 | 0.001293 | 0.001293 | 0.001293 | 0.001293 | 0.001293 | 0.001293 | 0.001293 | 0.001293 | 0.001293 | 0.001293 | 0.001293 | 0.001293 | 0.001293 | 0.001293 | 0.001293 | 0.001293 | 0.001293 | 0.001293 | 0.001293 | 0.001293 | 0.001293 | 0.001293 | 0.001293 | 0.001293 | 0.001293 | 0.001293 | 0.001293 | 0.001293 | 0.001293 | 0.001293 | 0.001293 | 0.001293 | 0.001293 | 0.001293 | 0.001293 | 0.001293 | 0.001293 | 0.001293 | 0.001293 | 0.001293 | 0.001293 | 0.001293 | 0.001293 | 0.001293 | 0.001293 | 0.001293 | 0.001293 | 0.001293 | 0.001293 | 0.001293 | 0.001293 | 0.001293 | 0.001293 | 0.001293 | 0.001293 | 0.001293 | 0.001293 | 0.001293 | 0.001293 | 0.001293 | 0.001293 | 0.001293 | 0.001293 | 0.001293 | 0.001293 | 0.001293 | 0.001293 | 0.001293 | 0.001293 | 0.001293 | 0.001293 | 0.001293 | 0.001293 | 0.001293 | 0.001293 | 0.001293 | 0.001293 | 0.001293 | 0.001293 | 0.001293 | 0.001293 | 0.001293 | 0.001293 | 0.001293 | 0.001293 | 0.001293 | 0.001293 | 0.001293 | 0.001293 | 0.001293 | 0.001293 | 0.001293 | 0.001293 | 0.001293 | 0.001293 | 0.001293 | 0.001293 | 0.001293 | 0.001293 | 0.001293 | 0.001293 | 0.001293 | 0.001293 | 0.001293 | 0.001293 | 0.001293 | 0.001293 | 0.001293 | 0.001293 | 0.001293 | 0.001293 | 0.001293 | 0.001293 | 0.001293 | 0.001293 | 0.001293 | 0.001293 | 0.001293 | 0.001293 | 0.001293 | 0.001293 | 0.001293 | 0.001293 | 0.001293 | 0.001293 | 0.001293 | 0.001293 | 0.001293 | 0.001293 | 0.001293 | 0.001293 | 0.001293 | 0.001293 | 0.001293 | 0.001293 | 0.001293 | 0.001293 | 0.001293 | 0.001293 | 0.001293 | 0.001293 | 0.001293 | 0.001293 | 0.001293 | 0.001293 | 0.001293 | 0.001293 | 0.001293 | 0.001293 | 0.001293 | 0.001293 | 0.001293 | 0.001293 | 0.001293 | 0.001293 | 0.001293 | 0.001293 | 0.001293 | 0.001293 | 0.001293 | 0.001293 | 0.001293 | 0.001293 | 0.001293 | 0.001293 | 0.001293 | 0.001293 | 0.001293 | 0.001293 | 0.001293 | 0.001293 | 0.001293 | 0.001293 | 0.001293 | 0.001293 | 0.001293 | 0.001293 | 0.001293 | 0.001293 | 0.001293 | 0.001293 | 0.001293 | 0.001293 | 0.001293 | 0.001293 | 0.001293 | 0.001293 | 0.001293 | 0.001293 | 0.001293 | 0.001293 | 0.001293 | 0.001293 | 0.001293 | 0.001293 | 0.001293 | 0.001293 | 0.001293 | 0.001293 | 0.001293 | 0.001293 | 0.001293 | 0.001293 | 0.001293 | 0.001293 | 0.001293 | 0.001293 | 0.001293 | 0.001293 | 0.001293 | 0.001293 | 0.001293 | 0.001293 | 0.001293 | 0.001293 | 0.001293 | 0.001293 | 0.001293 | 0.001293 | 0.001293 | 0.001293 | 0.001293 | 0.001293 | 0.001293 | 0.001293 | 0.001293 | 0.001293 | 0.001293 | 0.001293 | 0.001293 | 0.001293 | 0.001293 | 0.001293 | 0.001293 | 0.001293 | 0.001293 | 0.001293 | 0.001293 | 0.001293 | 0.001293 | 0.001293 | 0.001293 | 0.001293 | 0.001293 | 0.001293 | 0.001293 | 0.001293 | 0.001293 | 0.001293 | 0.001293 | 0.001293 | 0.001293 | 0.001293 | 0.001293 | 0.001293 | 0.001293 | 0.001293 | 0.001293 | 0.001293 | 0.001293 | 0.001293 | 0.001293 | 0.001293 | 0.001293 | 0.001293 | 0.001293 | 0.001293 | 0.001293 | 0.001293 | 0.001293 | 0.001293 | 0.001293 | 0.001293 | 0.001293 | 0.001293 | 0.001293 | 0.001293 | 0.001293 | 0.001293 | 0.001293 | 0.001293 | 0.001293 | 0.001293 | 0.001293 | 0.001293 | 0.001293 | 0.001293 | 0.001293 | 0.001293 | 0.001293 | 0.001293 | 0.001293 | 0.001293 | 0.001293 | 0.001293 | 0.001293 | 0.001293 | 0.001293 | 0.001293 | 0.001293 | 0.001293 | 0.001293 | 0.001293 | 0.001293 | 0.001293 | 0.001293 | 0.001293 | 0.001293 | 0.001293 | 0.001293 | 0.001293 | 0.001293 | 0.001293 | 0.001293 | 0.001293 | 0.001293 | 0.001293 | 0.001293 | 0.001293 | 0.001293 | 0.001293 | 0.001293 | 0.001293 | 0.001293 | 0.001293 | 0.001293 | 0.001293 | 0.001293 | 0.001293 | 0.001293 | 0.001293 | 0.001293 | 0.001293 | 0.001293 | 0.001293 | 0.001293 | 0.001293 | 0.001293 | 0.001293 | 0.001293 | 0.001293 | 0.001293 | 0.001293 | 0.001293 | 0.001293 | 0.001293 | 0.001293 | 0.001293 | 0.001293 | 0.001293 | 0.001293 | 0.001293 | 0.001293 | 0.001293 | 0.001293 | 0.001293 | 0.001293 | 0.001293 | 0.001293 | 0.001293 | 0.001293 | 0.001293 | 0.001293 | 0.001293 | 0.001293 | 0.001293 | 0.001293 | 0.001293 | 0.001293 | 0.001293 | 0.001293 | 0.001293 | 0.001293 | 0.001293 | 0.001293 | 0.001293 | 0.001293 | 0.001293 | 0.001293 | 0.001293 | 0.001293 | 0.001293 | 0.001293 | 0.001293 | 0.001293 | 0.001293 | 0.001293 | 0.001293 | 0.001293 | 0.001293 | 0.001293 | 0.001293 | 0.001293 | 0.001293 | 0.001293 | 0.001293 | 0.001293 | 0.001293 | 0.001293 | 0.001293 | 0.001293 | 0.001293 | 0.001293 | 0.001293 | 0.001293 | 0.001293 | 0.001293 | 0.001293 | 0.001293 | 0.001293 | 0.001293 | 0.001293 | 0.001293 | 0.001293 | 0.001293 | 0.001293 | 0.001293 | 0.001293 | 0.001293 | 0.001293 | 0.001293 | 0.001293 | 0.001293 | 0.001293 | 0.001293 | 0.001293 | 0.001293 | 0.001293 | 0.001293 | 0.001293 | 0.001293 | 0.001293 | 0.001293 | 0.001293 | 0.001293 | 0.001293 | 0.001293 | 0.001293 | 0.001293 | 0.001293 | 0.001293 | 0.001293 | 0.001293 | 0.001293 | 0.001293 | 0.001293 | 0.001293 | 0.001293 | 0.001293 | 0.001293 | 0.001293 | 0.001293 | 0.001293 | 0.001293 | 0.001293 | 0.001293 | 0.001293 | 0.001293 | 0.001293 | 0.001293 | 0.001293 | 0.001293 | 0.001293 | 0.001293 | 0.001293 | 0.001293 | 0.001293 | 0.001293 | 0.001293 | 0.001293 | 0.001293 | 0.001293 | 0.001293 | 0.001293 | 0.001293 | 0.001293 | 0.001293 | 0.001293 | 0.001293 | 0.001293 | 0.001293 | 0.001293 | 0.001293 | 0.001293 | 0.001293 | 0.001293 | 0.001293 | 0.001293 | 0.001293 | 0.001293 | 0.001293 | 0.001293 | 0.001293 | 0.001293 | 0.001293 | 0.001293 | 0.001293 | 0.001293 | 0.001293 | 0.001293 | 0.001293 | 0.001293 | 0.001293 | 0.001293 | 0.001293 | 0.001293 | 0.001293 | 0.001293 | 0.001293 | 0.001293 | 0.001293 | 0.001293 | 0.001293 | 0.001293 | 0.001293 | 0.001293 | 0.001293 | 0.001293 | 0.001293 | 0.001293 | 0.001293 | 0.001293 | 0.001293 | 0.001293 | 0.001293 | 0.001293 | 0.001293 | 0.001293 | 0.001293 | 0.001293 | 0.001293 | 0.001293 | 0.001293 | 0.001293 | 0.001293 | 0.001293 | 0.001293 | 0.001293 | 0.001293 | 0.001293 | 0.001293 | 0.001293 | 0.001293 | 0.001293 | 0.001293 | 0.001293 | 0.001293 | 0.001293 | 0.001293 | 0.001293 | 0.001293 | 0.001293 | 0.001293 | 0.001293 | 0.001293 | 0.001293 | 0.001293 | 0.001293 | 0.001293 | 0.001293 | 0.001293 | 0.001293 | 0.001293 | 0.001293 | 0.001293 | 0.001293 | 0.001293 | 0.001293 | 0.001293 | 0.001293 | 0.001293 | 0.001293 | 0.001293 | 0.001293 | 0.001293 | 0.001293 | 0.001293 | 0.001293 | 0.001293 | 0.001293 | 0.001293 | 0.001293 | 0.001293 | 0.001293 | 0.001293 | 0.001293 | 0.001293 | 0.001293 | 0.001293 | 0.001293 | 0.001293 | 0.001293 | 0.001293 | 0.001293 | 0.001293 | 0.001293 | 0.001293 | 0.001293 | 0.001293 | 0.001293 | 0.001293 | 0.001293 | 0.001293 | 0.001293 | 0.001293 | 0.001293 | 0.001293 | 0.001293 | 0.001293 | 0.001293 | 0.001293 | 0.001293 | 0.001293 | 0.001293 | 0.001293 | 0.001293 | 0.001293 | 0.001293 | 0.001293 | 0.001293 | 0.001293 | 0.001293 | 0.001293 | 0.001293 | 0.001293 | 0.001293 | 0.001293 | 0.001293 | 0.001293 | 0.001293 | 0.001293 | 0.001293 | 0.001293 | 0.001293 | 0.001293 | 0.001293 | 0.001293 | 0.001293 | 0.001293 | 0.001293 | 0.001293 | 0.001293 | 0.001293 | 0.001293 | 0.001293 | 0.001293 | 0.001293 | 0.001293 | 0.001293 | 0.001293 | 0.001293 | 0.001293 | 0.001293 | 0.001293 | 0.001293 | 0.001293 | 0.001293 | 0.001293 | 0.001293 | 0.001293 | 0.001293 | 0.001293 | 0.001293 | 0.001293 | 0.001293 | 0.001293 | 0.001293 | 0.001293 | 0.001293 | 0.001293 | 0.001293 | 0.001293 | 0.001293 | 0.001293 | 0.001293 | 0.001293 | 0.001293 | 0.001293 | 0.001293 | 0.001293 | 0.001293 | 0.001293 | 0.001293 | 0.001293 | 0.001293 | 0.001293 | 0.001293 | 0.001293 | 0.001293 | 0.001293 | 0.001293 | 0.001293 | 0.001293 | 0.001293 | 0.001293 | 0.001293 | 0.001293 | 0.001293 | 0.001293 | 0.001293 | 0.001293 | 0.001293 | 0.001293 | 0.001293 | 0.001293 | 0.001293 | 0.001293 | 0.001293 | 0.001293 | 0.001293 | 0.001293 | 0.001293 | 0.001293 | 0.001293 | 0.001293 | 0.001293 | 0.001293 | 0.001293 | 0.001293 | 0.001293 | 0.001293 | 0.001293 | 0.001293 | 0.001293 | 0.001293 | 0.001293 | 0.001293 | 0.001293 | 0.001293 | 0.001293 | 0.001293 | 0.001293 | 0.001293 | 0.001293 | 0.001293 | 0.001293 | 0.001293 | 0.001293 | 0.001293 | 0.001293 | 0.001293 | 0.001293 | 0.001293 | 0.001293 | 0.001293 | 0.001293 | 0.001293 | 0.001293 | 0.001293 | 0.001293 | 0.001293 | 0.001293 | 0.001293 | 0.001293 | 0.001293 | 0.001293 | 0.001293 | 0.001293 | 0.001293 | 0.001293 | 0.001293 | 0.001293 | 0.001293 | 0.001293 | 0.001293 | 0.001293 | 0.001293 | 0.001293 | 0.001293 | 0.001293 | 0.001293 | 0.001293 | 0.001293 | 0.001293 | 0.001293 | 0.001293 | 0.001293 | 0.001293 | 0.001293 | 0.001293 | 0.001293 | 0.001293 | 0.001293 | 0.001293 | 0.001293 | 0.001293 | 0.001293 | 0.001293 | 0.001293 | 0.001293 | 0.001293 | 0.001293 | 0.001293 | 0.001293 | 0.001293 | 0.001293 | 0.001293 | 0.001293 | 0.001293 | 0.001293 | 0.001293 | 0.001293 | 0.001293 | 0.001293 | 0.001293 | 0.001293 | 0.001293 | 0.001293 | 0.001293 | 0.001293 | 0.001293 | 0.001293 | 0.001293 | 0.001293 | 0.001293 | 0.001293 | 0.001293 | 0.001293 | 0.001293 | 0.001293 | 0.001293 | 0.001293 | 0.001293 | 0.001293 | 0.001293 | 0.001293 | 0.001293 | 0.001293 | 0.001293 | 0.001293 | 0.001293 | 0.001293 | 0.001293 | 0.001293 | 0.001293 | 0.001293 | 0.001293 | 0.001293 | 0.001293 | 0.001293 | 0.001293 | 0.001293 | 0.001293 | 0.001293 | 0.001293 | 0.001293 | 0.001293 | 0.001293 | 0.001293 | 0.001293 | 0.001293 | 0.001293 | 0.001293 | 0.001293 | 0.001293 | 0.001293 | 0.001293 | 0.001293 | 0.001293 | 0.001293 | 0.001293 | 0.001293 | 0.001293 | 0.001293 | 0.001293 | 0.001293 | 0.001293 | 0.001293 | 0.001293 | 0.001293 | 0.001293 | 0.001293 | 0.001293 | 0.001293 | 0.001293 | 0.001293 | 0.001293 | 0.001293 | 0.001293 | 0.001293 | 0.001293 | 0.001293 | 0.001293 | 0.001293 | 0.001293 | 0.001293 | 0.001293 | 0.001293 | 0.001293 | 0.001293 | 0.001293 | 0.001293 | 0.001293 | 0.001293 | 0.001293 | 0.001293 | 0.001293 | 0.001293 | 0.001293 | 0.001293 | 0.001293 | 0.001293 | 0.001293 | 0.001293 | 0.001293 | 0.001293 | 0.001293 | 0.001293 | 0.001293 | 0.001293 | 0.001293 | 0.001293 | 0.001293 | 0.001293 | 0.001293 | 0.001293 | 0.001293 | 0.001293 | 0.001293 | 0.001293 | 0.001293 | 0.001293 | 0.001293 | 0.001293 | 0.001293 | 0.001293 | 0.001293 | 0.001293 | 0.001293 | 0.001293 | 0.001293 | 0.001293 | 0.001293 | 0.001293 | 0.001293 | 0.001293 | 0.001293 | 0.001293 | 0.001293 | 0.001293 | 0.001293 | 0.001293 | 0.001293 | 0.001293 | 0.001293 | 0.001293 | 0.001293 | 0.001293 | 0.001293 | 0.001293 | 0.001293 | 0.001293 | 0.001293 | 0.001293 | 0.001293 | 0.001293 | 0.001293 | 0.001293 | 0.001293 | 0.001293 | 0.001293 | 0.001293 | 0.001293 | 0.001293 | 0.001293 | 0.001293 | 0.001293 | 0.001293 | 0.001293 | 0.001293 | 0.001293 | 0.001293 | 0.001293 | 0.001293 | 0.001293 | 0.001293 | 0.001293 | 0.001293 | 0.001293 | 0.001293 | 0.001293 | 0.001293 | 0.001293 | 0.001293 | 0.001293 | 0.001293 | 0.001293 | 0.001293 | 0.001293 | 0.001293 | 0.001293 | 0.001293 | 0.001293 | 0.001293 | 0.001293 | 0.001293 | 0.001293 | 0.001293 | 0.001293 | 0.001293 | 0.001293 | 0.001293 | 0.001293 | 0.001293 | 0.001293 | 0.001293 | 0.001293 | 0.001293 | 0.001293 | 0.001293 | 0.001293 | 0.001293 | 0.001293 | 0.001293 | 0.001293 | 0.001293 | 0.001293 | 0.001293 | 0.001293 | 0.001293 | 0.001293 | 0.001293 | 0.001293 | 0.001293 | 0.001293 | 0.001293 | 0.001293 | 0.001293 | 0.001293 | 0.001293 | 0.001293 | 0.001293 | 0.001293 | 0.001293 | 0.001293 | 0.001293 | 0.001293 | 0.001293 | 0.001293 | 0.001293 | 0.001293 | 0.001293 | 0.001293 | 0.001293 | 0.001293 | 0.001293 | 0.001293 | 0.001293 | 0.001293 | 0.001293 | 0.001293 | 0.001293 | 0.001293 | 0.001293 | 0.001293 | 0.001293 | 0.001293 | 0.001293 | 0.001293 | 0.001293 | 0.001293 | 0.001293 | 0.001293 | 0.001293 | 0.001293 | 0.001293 | 0.001293 | 0.001293 | 0.001293 | 0.001293 | 0.001293 | 0.001293 | 0.001293 | 0.001293 | 0.001293 | 0.001293 | 0.001293 | 0.001293 | 0.001293 | 0.001293 | 0.001293 | 0.001293 | 0.001293 | 0.001293 | 0.001293 | 0.001293 | 0.001293 | 0.001293 | 0.001293 | 0.001293 | 0.001293 | 0.001293 | 0.001293 | 0.001293 | 0.001293
Temperature Change | K | dT | 0.054307 | 0.054294 | 0.054281 | 0.054268 | 0.054255 | 0.054241 | 0.054228 | 0.054215 | 0.054202 | 0.054189 | 0.054175 | 0.054162 | 0.054149 | 0.054135 | 0.054122 | 0.054109 | 0.054095 | 0.054082 | 0.054069 | 0.054055 | 0.054042 | 0.054028 | 0.054015 | 0.054001 | 0.053988 | 0.053974 | 0.053961 | 0.053947 | 0.053934 | 0.05392 | 0.053907 | 0.053893 | 0.053879 | 0.053866 | 0.053852 | 0.053838 | 0.053825 | 0.053811 | 0.053797 | 0.053783 | 0.05377 | 0.053756 | 0.053742 | 0.053728 | 0.053714 | 0.053701 | 0.053687 | 0.053673 | 0.053659 | 0.053645 | 0.053631 | 0.053617 | 0.053603 | 0.053589 | 0.053575 | 0.053561 | 0.053547 | 0.053533 | 0.053519 | 0.053505 | 0.053491 | 0.053477 | 0.053462 | 0.053448 | 0.053434 | 0.05342 | 0.053406 | 0.053391 | 0.053377 | 0.053363 | 0.053349 | 0.053334 | 0.05332 | 0.053306 | 0.053291 | 0.053277 | 0.053263 | 0.053248 | 0.053234 | 0.053234 | 0.053234 | 0.053234 | 0.053234 | 0.053234 | 0.053234 | 0.053234 | 0.053234 | 0.053234 | 0.053234 | 0.053234 | 0.053234 | 0.053234 | 0.053234 | 0.053234 | 0.053234 | 0.053234 | 0.053234 | 0.053234 | 0.053234 | 0.053234 | 0.053234 | 0.053234 | 0.053234 | 0.053234 | 0.053234 | 0.053234 | 0.053234 | 0.053234 | 0.053234 | 0.053234 | 0.053234 | 0.053234 | 0.053234 | 0.053234 | 0.053234 | 0.053234 | 0.053234 | 0.053234 | 0.053234 | 0.053234 | 0.053234 | 0.053234 | 0.053234 | 0.053234 | 0.053234 | 0.053234 | 0.053234 | 0.053234 | 0.053234 | 0.053234 | 0.053234 | 0.053234 | 0.053234 | 0.053234 | 0.053234 | 0.053234 | 0.053234 | 0.053234 | 0.053234 | 0.053234 | 0.053234 | 0.053234 | 0.053234 | 0.053234 | 0.053234 | 0.053234 | 0.053234 | 0.053234 | 0.053234 | 0.053234 | 0.053234 | 0.053234 | 0.053234 | 0.053234 | 0.053234 | 0.053234 | 0.053234 | 0.053234 | 0.053234 | 0.053234 | 0.053234 | 0.053234 | 0.053234 | 0.053234 | 0.053234 | 0.053234 | 0.053234 | 0.053234 | 0.053234 | 0.053234 | 0.053234 | 0.053234 | 0.053234 | 0.053234 | 0.053234 | 0.053234 | 0.053234 | 0.053234 | 0.053234 | 0.053234 | 0.053234 | 0.053234 | 0.053234 | 0.053234 | 0.053234 | 0.053234 | 0.053234 | 0.053234 | 0.053234 | 0.053234 | 0.053234 | 0.053234 | 0.053234 | 0.053234 | 0.053234 | 0.053234 | 0.053234 | 0.053234 | 0.053234 | 0.053234 | 0.053234 | 0.053234 | 0.053234 | 0.053234 | 0.053234 | 0.053234 | 0.053234 | 0.053234 | 0.053234 | 0.053234 | 0.053234 | 0.053234 | 0.053234 | 0.053234 | 0.053234 | 0.053234 | 0.053234 | 0.053234 | 0.053234 | 0.053234 | 0.053234 | 0.053234 | 0.053234 | 0.053234 | 0.053234 | 0.053234 | 0.053234 | 0.053234 | 0.053234 | 0.053234 | 0.053234 | 0.053234 | 0.053234 | 0.053234 | 0.053234 | 0.053234 | 0.053234 | 0.053234 | 0.053234 | 0.053234 | 0.053234 | 0.053234 | 0.053234 | 0.053234 | 0.053234 | 0.053234 | 0.053234 | 0.053234 | 0.053234 | 0.053234 | 0.053234 | 0.053234 | 0.053234 | 0.053234 | 0.053234 | 0.053234 | 0.053234 | 0.053234 | 0.053234 | 0.053234 | 0.053234 | 0.053234 | 0.053234 | 0.053234 | 0.053234 | 0.053234 | 0.053234 | 0.053234 | 0.053234 | 0.053234 | 0.053234 | 0.053234 | 0.053234 | 0.053234 | 0.053234 | 0.053234 | 0.053234 | 0.053234 | 0.053234 | 0.053234 | 0.053234 | 0.053234 | 0.053234 | 0.053234 | 0.053234 | 0.053234 | 0.053234 | 0.053234 | 0.053234 | 0.053234 | 0.053234 | 0.053234 | 0.053234 | 0.053234 | 0.053234 | 0.053234 | 0.053234 | 0.053234 | 0.053234 | 0.053234 | 0.053234 | 0.053234 | 0.053234 | 0.053234 | 0.053234 | 0.053234 | 0.053234 | 0.053234 | 0.053234 | 0.053234 | 0.053234 | 0.053234 | 0.053234 | 0.053234 | 0.053234 | 0.053234 | 0.053234 | 0.053234 | 0.053234 | 0.053234 | 0.053234 | 0.053234 | 0.053234 | 0.053234 | 0.053234 | 0.053234 | 0.053234 | 0.053234 | 0.053234 | 0.053234 | 0.053234 | 0.053234 | 0.053234 | 0.053234 | 0.053234 | 0.053234 | 0.053234 | 0.053234 | 0.053234 | 0.053234 | 0.053234 | 0.053234 | 0.053234 | 0.053234 | 0.053234 | 0.053234 | 0.053234 | 0.053234 | 0.053234 | 0.053234 | 0.053234 | 0.053234 | 0.053234 | 0.053234 | 0.053234 | 0.053234 | 0.053234 | 0.053234 | 0.053234 | 0.053234 | 0.053234 | 0.053234 | 0.053234 | 0.053234 | 0.053234 | 0.053234 | 0.053234 | 0.053234 | 0.053234 | 0.053234 | 0.053234 | 0.053234 | 0.053234 | 0.053234 | 0.053234 | 0.053234 | 0.053234 | 0.053234 | 0.053234 | 0.053234 | 0.053234 | 0.053234 | 0.053234 | 0.053234 | 0.053234 | 0.053234 | 0.053234 | 0.053234 | 0.053234 | 0.053234 | 0.053234 | 0.053234 | 0.053234 | 0.053234 | 0.053234 | 0.053234 | 0.053234 | 0.053234 | 0.053234 | 0.053234 | 0.053234 | 0.053234 | 0.053234 | 0.053234 | 0.053234 | 0.053234 | 0.053234 | 0.053234 | 0.053234 | 0.053234 | 0.053234 | 0.053234 | 0.053234 | 0.053234 | 0.053234 | 0.053234 | 0.053234 | 0.053234 | 0.053234 | 0.053234 | 0.053234 | 0.053234 | 0.053234 | 0.053234 | 0.053234 | 0.053234 | 0.053234 | 0.053234 | 0.053234 | 0.053234 | 0.053234 | 0.053234 | 0.053234 | 0.053234 | 0.053234 | 0.053234 | 0.053234 | 0.053234 | 0.053234 | 0.053234 | 0.053234 | 0.053234 | 0.053234 | 0.053234 | 0.053234 | 0.053234 | 0.053234 | 0.053234 | 0.053234 | 0.053234 | 0.053234 | 0.053234 | 0.053234 | 0.053234 | 0.053234 | 0.053234 | 0.053234 | 0.053234 | 0.053234 | 0.053234 | 0.053234 | 0.053234 | 0.053234 | 0.053234 | 0.053234 | 0.053234 | 0.053234 | 0.053234 | 0.053234 | 0.053234 | 0.053234 | 0.053234 | 0.053234 | 0.053234 | 0.053234 | 0.053234 | 0.053234 | 0.053234 | 0.053234 | 0.053234 | 0.053234 | 0.053234 | 0.053234 | 0.053234 | 0.053234 | 0.053234 | 0.053234 | 0.053234 | 0.053234 | 0.053234 | 0.053234 | 0.053234 | 0.053234 | 0.053234 | 0.053234 | 0.053234 | 0.053234 | 0.053234 | 0.053234 | 0.053234 | 0.053234 | 0.053234 | 0.053234 | 0.053234 | 0.053234 | 0.053234 | 0.053234 | 0.053234 | 0.053234 | 0.053234 | 0.053234 | 0.053234 | 0.053234 | 0.053234 | 0.053234 | 0.053234 | 0.053234 | 0.053234 | 0.053234 | 0.053234 | 0.053234 | 0.053234 | 0.053234 | 0.053234 | 0.053234 | 0.053234 | 0.053234 | 0.053234 | 0.053234 | 0.053234 | 0.053234 | 0.053234 | 0.053234 | 0.053234 | 0.053234 | 0.053234 | 0.053234 | 0.053234 | 0.053234 | 0.053234 | 0.053234 | 0.053234 | 0.053234 | 0.053234 | 0.053234 | 0.053234 | 0.053234 | 0.053234 | 0.053234 | 0.053234 | 0.053234 | 0.053234 | 0.053234 | 0.053234 | 0.053234 | 0.053234 | 0.053234 | 0.053234 | 0.053234 | 0.053234 | 0.053234 | 0.053234 | 0.053234 | 0.053234 | 0.053234 | 0.053234 | 0.053234 | 0.053234 | 0.053234 | 0.053234 | 0.053234 | 0.053234 | 0.053234 | 0.053234 | 0.053234 | 0.053234 | 0.053234 | 0.053234 | 0.053234 | 0.053234 | 0.053234 | 0.053234 | 0.053234 | 0.053234 | 0.053234 | 0.053234 | 0.053234 | 0.053234 | 0.053234 | 0.053234 | 0.053234 | 0.053234 | 0.053234 | 0.053234 | 0.053234 | 0.053234 | 0.053234 | 0.053234 | 0.053234 | 0.053234 | 0.053234 | 0.053234 | 0.053234 | 0.053234 | 0.053234 | 0.053234 | 0.053234 | 0.053234 | 0.053234 | 0.053234 | 0.053234 | 0.053234 | 0.053234 | 0.053234 | 0.053234 | 0.053234 | 0.053234 | 0.053234 | 0.053234 | 0.053234 | 0.053234 | 0.053234 | 0.053234 | 0.053234 | 0.053234 | 0.053234 | 0.053234 | 0.053234 | 0.053234 | 0.053234 | 0.053234 | 0.053234 | 0.053234 | 0.053234 | 0.053234 | 0.053234 | 0.053234 | 0.053234 | 0.053234 | 0.053234 | 0.053234 | 0.053234 | 0.053234 | 0.053234 | 0.053234 | 0.053234 | 0.053234 | 0.053234 | 0.053234 | 0.053234 | 0.053234 | 0.053234 | 0.053234 | 0.053234 | 0.053234 | 0.053234 | 0.053234 | 0.053234 | 0.053234 | 0.053234 | 0.053234 | 0.053234 | 0.053234 | 0.053234 | 0.053234 | 0.053234 | 0.053234 | 0.053234 | 0.053234 | 0.053234 | 0.053234 | 0.053234 | 0.053234 | 0.053234 | 0.053234 | 0.053234 | 0.053234 | 0.053234 | 0.053234 | 0.053234 | 0.053234 | 0.053234 | 0.053234 | 0.053234 | 0.053234 | 0.053234 | 0.053234 | 0.053234 | 0.053234 | 0.053234 | 0.053234 | 0.053234 | 0.053234 | 0.053234 | 0.053234 | 0.053234 | 0.053234 | 0.053234 | 0.053234 | 0.053234 | 0.053234 | 0.053234 | 0.053234 | 0.053234 | 0.053234 | 0.053234 | 0.053234 | 0.053234 | 0.053234 | 0.053234 | 0.053234 | 0.053234 | 0.053234 | 0.053234 | 0.053234 | 0.053234 | 0.053234 | 0.053234 | 0.053234 | 0.053234 | 0.053234 | 0.053234 | 0.053234 | 0.053234 | 0.053234 | 0.053234 | 0.053234 | 0.053234 | 0.053234 | 0.053234 | 0.053234 | 0.053234 | 0.053234 | 0.053234 | 0.053234 | 0.053234 | 0.053234 | 0.053234 | 0.053234 | 0.053234 | 0.053234 | 0.053234 | 0.053234 | 0.053234 | 0.053234 | 0.053234 | 0.053234 | 0.053234 | 0.053234 | 0.053234 | 0.053234 | 0.053234 | 0.053234 | 0.053234 | 0.053234 | 0.053234 | 0.053234 | 0.053234 | 0.053234 | 0.053234 | 0.053234 | 0.053234 | 0.053234 | 0.053234 | 0.053234 | 0.053234 | 0.053234 | 0.053234 | 0.053234 | 0.053234 | 0.053234 | 0.053234 | 0.053234 | 0.053234 | 0.053234 | 0.053234 | 0.053234 | 0.053234 | 0.053234 | 0.053234 | 0.053234 | 0.053234 | 0.053234 | 0.053234 | 0.053234 | 0.053234 | 0.053234 | 0.053234 | 0.053234 | 0.053234 | 0.053234 | 0.053234 | 0.053234 | 0.053234 | 0.053234 | 0.053234 | 0.053234 | 0.053234 | 0.053234 | 0.053234 | 0.053234 | 0.053234 | 0.053234 | 0.053234 | 0.053234 | 0.053234 | 0.053234 | 0.053234 | 0.053234 | 0.053234 | 0.053234 | 0.053234 | 0.053234 | 0.053234 | 0.053234 | 0.053234 | 0.053234 | 0.053234 | 0.053234 | 0.053234 | 0.053234 | 0.053234 | 0.053234 | 0.053234 | 0.053234 | 0.053234 | 0.053234 | 0.053234 | 0.053234 | 0.053234 | 0.053234 | 0.053234 | 0.053234 | 0.053234 | 0.053234 | 0.053234 | 0.053234 | 0.053234 | 0.053234 | 0.053234 | 0.053234 | 0.053234 | 0.053234 | 0.053234 | 0.053234 | 0.053234 | 0.053234 | 0.053234 | 0.053234 | 0.053234 | 0.053234 | 0.053234 | 0.053234 | 0.053234 | 0.053234 | 0.053234 | 0.053234 | 0.053234 | 0.053234 | 0.053234 | 0.053234 | 0.053234 | 0.053234 | 0.053234 | 0.053234 | 0.053234 | 0.053234 | 0.053234 | 0.053234 | 0.053234 | 0.053234 | 0.053234 | 0.053234 | 0.053234 | 0.053234 | 0.053234 | 0.053234 | 0.053234 | 0.053234 | 0.053234 | 0.053234 | 0.053234 | 0.053234 | 0.053234 | 0.053234 | 0.053234 | 0.053234 | 0.053234 | 0.053234 | 0.053234 | 0.053234 | 0.053234 | 0.053234 | 0.053234 | 0.053234 | 0.053234 | 0.053234 | 0.053234 | 0.053234 | 0.053234 | 0.053234 | 0.053234 | 0.053234 | 0.053234 | 0.053234 | 0.053234 | 0.053234 | 0.053234 | 0.053234 | 0.053234 | 0.053234 | 0.053234 | 0.053234 | 0.053234 | 0.053234 | 0.053234 | 0.053234 | 0.053234 | 0.053234 | 0.053234 | 0.053234 | 0.053234 | 0.053234 | 0.053234 | 0.053234 | 0.053234 | 0.053234 | 0.053234 | 0.053234 | 0.053234 | 0.053234 | 0.053234 | 0.053234 | 0.053234 | 0.053234 | 0.053234 | 0.053234 | 0.053234 | 0.053234 | 0.053234 | 0.053234 | 0.053234 | 0.053234 | 0.053234 | 0.053234 | 0.053234 | 0.053234 | 0.053234 | 0.053234 | 0.053234 | 0.053234 | 0.053234 | 0.053234 | 0.053234 | 0.053234 | 0.053234 | 0.053234 | 0.053234 | 0.053234 | 0.053234 | 0.053234 | 0.053234 | 0.053234 | 0.053234 | 0.053234 | 0.053234 | 0.053234 | 0.053234 | 0.053234 | 0.053234 | 0.053234 | 0.053234 | 0.053234 | 0.053234 | 0.053234 | 0.053234 | 0.053234 | 0.053234 | 0.053234 | 0.053234 | 0.053234 | 0.053234 | 0.053234 | 0.053234 | 0.053234 | 0.053234 | 0.053234 | 0.053234 | 0.053234 | 0.053234 | 0.053234 | 0.053234 | 0.053234 | 0.053234 | 0.053234 | 0.053234 | 0.053234 | 0.053234 | 0.053234 | 0.053234 | 0.053234 | 0.053234 | 0.053234 | 0.053234 | 0.053234 | 0.053234 | 0.053234 | 0.053234 | 0.053234 | 0.053234 | 0.053234 | 0.053234 | 0.053234 | 0.053234 | 0.053234 | 0.053234 | 0.053234 | 0.053234 | 0.053234 | 0.053234 | 0.053234 | 0.053234 | 0.053234 | 0.053234 | 0.053234 | 0.053234 | 0.053234 | 0.053234 | 0.053234 | 0.053234 | 0.053234 | 0.053234 | 0.053234 | 0.053234 | 0.053234 | 0.053234 | 0.053234 | 0.053234 | 0.053234 | 0.053234 | 0.053234 | 0.053234 | 0.053234 | 0.053234 | 0.053234 | 0.053234 | 0.053234 | 0.053234 | 0.053234 | 0.053234 | 0.053234 | 0.053234 | 0.053234 | 0.053234 | 0.053234 | 0.053234 | 0.053234 | 0.053234 | 0.053234 | 0.053234 | 0.053234 | 0.053234 | 0.053234 | 0.053234 | 0.053234 | 0.053234 | 0.053234 | 0.053234 | 0.053234 | 0.053234 | 0.053234 | 0.053234 | 0.053234 | 0.053234 | 0.053234 | 0.053234 | 0.053234 | 0.053234 | 0.053234 | 0.053234 | 0.053234 | 0.053234 | 0.053234 | 0.053234 | 0.053234 | 0.053234 | 0.053234 | 0.053234 | 0.053234 | 0.053234 | 0.053234 | 0.053234 | 0.053234 | 0.053234 | 0.053234 | 0.053234 | 0.053234 | 0.053234 | 0.053234 | 0.053234 | 0.053234 | 0.053234 | 0.053234 | 0.053234 | 0.053234 | 0.053234 | 0.053234 | 0.053234 | 0.053234 | 0.053234 | 0.053234 | 0.053234 | 0.053234 | 0.053234 | 0.053234 | 0.053234 | 0.053234 | 0.053234 | 0.053234 | 0.053234 | 0.053234 | 0.053234 | 0.053234 | 0.053234 | 0.053234 | 0.053234 | 0.053234 | 0.053234 | 0.053234 | 0.053234 | 0.053234 | 0.053234 | 0.053234 | 0.053234 | 0.053234 | 0.053234 | 0.053234 | 0.053234 | 0.053234 | 0.053234 | 0.053234 | 0.053234 | 0.053234 | 0.053234 | 0.053234 | 0.053234 | 0.053234 | 0.053234 | 0.053234 | 0.053234 | 0.053234 | 0.053234 | 0.053234 | 0.053234 | 0.053234 | 0.053234 | 0.053234 | 0.053234 | 0.053234 | 0.053234 | 0.053234 | 0.053234 | 0.053234 | 0.053234 | 0.053234 | 0.053234 | 0.053234 | 0.053234 | 0.053234 | 0.053234 | 0.053234 | 0.053234 | 0.053234 | 0.053234 | 0.053234 | 0.053234 | 0.053234 | 0.053234 | 0.053234 | 0.053234 | 0.053234 | 0.053234 | 0.053234 | 0.053234 | 0.053234 | 0.053234 | 0.053234 | 0.053234 | 0.053234 | 0.053234 | 0.053234 | 0.053234 | 0.053234 | 0.053234 | 0.053234 | 0.053234 | 0.053234 | 0.053234 | 0.053234 | 0.053234 | 0.053234 | 0.053234 | 0.053234 | 0.053234 | 0.053234 | 0.053234 | 0.053234 | 0.053234 | 0.053234 | 0.053234 | 0.053234 | 0.053234 | 0.053234 | 0.053234 | 0.053234 | 0.053234 | 0.053234 | 0.053234 | 0.053234 | 0.053234 | 0.053234 | 0.053234 | 0.053234 | 0.053234 | 0.053234 | 0.053234 | 0.053234 | 0.053234 | 0.053234 | 0.053234 | 0.053234 | 0.053234 | 0.053234 | 0.053234 | 0.053234 | 0.053234 | 0.053234 | 0.053234 | 0.053234 | 0.053234 | 0.053234 | 0.053234 | 0.053234 | 0.053234 | 0.053234 | 0.053234 | 0.053234 | 0.053234 | 0.053234 | 0.053234 | 0.053234 | 0.053234 | 0.053234 | 0.053234 | 0.053234 | 0.053234 | 0.053234 | 0.053234 | 0.053234 | 0.053234 | 0.053234 | 0.053234 | 0.053234 | 0.053234 | 0.053234 | 0.053234 | 0.053234 | 0.053234 | 0.053234 | 0.053234 | 0.053234 | 0.053234 | 0.053234 | 0.053234 | 0.053234 | 0.053234 | 0.053234 | 0.053234 | 0.053234 | 0.053234 | 0.053234 | 0.053234 | 0.053234 | 0.053234 | 0.053234 | 0.053234 | 0.053234 | 0.053234 | 0.053234 | 0.053234 | 0.053234 | 0.053234 | 0.053234 | 0.053234 | 0.053234 | 0.053234 | 0.053234 | 0.053234 | 0.053234 | 0.053234 | 0.053234 | 0.053234 | 0.053234 | 0.053234 | 0.053234 | 0.053234 | 0.053234 | 0.053234 | 0.053234 | 0.053234 | 0.053234 | 0.053234 | 0.053234 | 0.053234 | 0.053234 | 0.053234 | 0.053234 | 0.053234 | 0.053234 | 0.053234 | 0.053234 | 0.053234 | 0.053234 | 0.053234 | 0.053234 | 0.053234 | 0.053234 | 0.053234 | 0.053234 | 0.053234 | 0.053234 | 0.053234 | 0.053234 | 0.053234 | 0.053234 | 0.053234 | 0.053234 | 0.053234 | 0.053234 | 0.053234 | 0.053234 | 0.053234 | 0.053234 | 0.053234 | 0.053234 | 0.053234 | 0.053234 | 0.053234 | 0.053234 | 0.053234 | 0.053234 | 0.053234 | 0.053234 | 0.053234 | 0.053234 | 0.053234 | 0.053234 | 0.053234 | 0.053234 | 0.053234 | 0.053234
Friction Factor |  | f | 0.040673 | 0.040674 | 0.040676 | 0.040677 | 0.040679 | 0.04068 | 0.040682 | 0.040683 | 0.040685 | 0.040686 | 0.040688 | 0.040689 | 0.040691 | 0.040692 | 0.040694 | 0.040695 | 0.040697 | 0.040698 | 0.0407 | 0.040701 | 0.040703 | 0.040704 | 0.040706 | 0.040707 | 0.040709 | 0.04071 | 0.040712 | 0.040713 | 0.040715 | 0.040716 | 0.040717 | 0.040719 | 0.04072 | 0.040722 | 0.040723 | 0.040725 | 0.040726 | 0.040728 | 0.040729 | 0.040731 | 0.040732 | 0.040734 | 0.040735 | 0.040737 | 0.040738 | 0.04074 | 0.040741 | 0.040743 | 0.040744 | 0.040746 | 0.040747 | 0.040749 | 0.04075 | 0.040751 | 0.040753 | 0.040754 | 0.040756 | 0.040757 | 0.040759 | 0.04076 | 0.040762 | 0.040763 | 0.040765 | 0.040766 | 0.040768 | 0.040769 | 0.040771 | 0.040772 | 0.040773 | 0.040775 | 0.040776 | 0.040778 | 0.040779 | 0.040781 | 0.040782 | 0.040784 | 0.040785 | 0.040787 | 0.040788 | 0.040788 | 0.040788 | 0.040788 | 0.040788 | 0.040788 | 0.040788 | 0.040788 | 0.040788 | 0.040788 | 0.040788 | 0.040788 | 0.040788 | 0.040788 | 0.040788 | 0.040788 | 0.040788 | 0.040788 | 0.040788 | 0.040788 | 0.040788 | 0.040788 | 0.040788 | 0.040788 | 0.040788 | 0.040788 | 0.040788 | 0.040788 | 0.040788 | 0.040788 | 0.040788 | 0.040788 | 0.040788 | 0.040788 | 0.040788 | 0.040788 | 0.040788 | 0.040788 | 0.040788 | 0.040788 | 0.040788 | 0.040788 | 0.040788 | 0.040788 | 0.040788 | 0.040788 | 0.040788 | 0.040788 | 0.040788 | 0.040788 | 0.040788 | 0.040788 | 0.040788 | 0.040788 | 0.040788 | 0.040788 | 0.040788 | 0.040788 | 0.040788 | 0.040788 | 0.040788 | 0.040788 | 0.040788 | 0.040788 | 0.040788 | 0.040788 | 0.040788 | 0.040788 | 0.040788 | 0.040788 | 0.040788 | 0.040788 | 0.040788 | 0.040788 | 0.040788 | 0.040788 | 0.040788 | 0.040788 | 0.040788 | 0.040788 | 0.040788 | 0.040788 | 0.040788 | 0.040788 | 0.040788 | 0.040788 | 0.040788 | 0.040788 | 0.040788 | 0.040788 | 0.040788 | 0.040788 | 0.040788 | 0.040788 | 0.040788 | 0.040788 | 0.040788 | 0.040788 | 0.040788 | 0.040788 | 0.040788 | 0.040788 | 0.040788 | 0.040788 | 0.040788 | 0.040788 | 0.040788 | 0.040788 | 0.040788 | 0.040788 | 0.040788 | 0.040788 | 0.040788 | 0.040788 | 0.040788 | 0.040788 | 0.040788 | 0.040788 | 0.040788 | 0.040788 | 0.040788 | 0.040788 | 0.040788 | 0.040788 | 0.040788 | 0.040788 | 0.040788 | 0.040788 | 0.040788 | 0.040788 | 0.040788 | 0.040788 | 0.040788 | 0.040788 | 0.040788 | 0.040788 | 0.040788 | 0.040788 | 0.040788 | 0.040788 | 0.040788 | 0.040788 | 0.040788 | 0.040788 | 0.040788 | 0.040788 | 0.040788 | 0.040788 | 0.040788 | 0.040788 | 0.040788 | 0.040788 | 0.040788 | 0.040788 | 0.040788 | 0.040788 | 0.040788 | 0.040788 | 0.040788 | 0.040788 | 0.040788 | 0.040788 | 0.040788 | 0.040788 | 0.040788 | 0.040788 | 0.040788 | 0.040788 | 0.040788 | 0.040788 | 0.040788 | 0.040788 | 0.040788 | 0.040788 | 0.040788 | 0.040788 | 0.040788 | 0.040788 | 0.040788 | 0.040788 | 0.040788 | 0.040788 | 0.040788 | 0.040788 | 0.040788 | 0.040788 | 0.040788 | 0.040788 | 0.040788 | 0.040788 | 0.040788 | 0.040788 | 0.040788 | 0.040788 | 0.040788 | 0.040788 | 0.040788 | 0.040788 | 0.040788 | 0.040788 | 0.040788 | 0.040788 | 0.040788 | 0.040788 | 0.040788 | 0.040788 | 0.040788 | 0.040788 | 0.040788 | 0.040788 | 0.040788 | 0.040788 | 0.040788 | 0.040788 | 0.040788 | 0.040788 | 0.040788 | 0.040788 | 0.040788 | 0.040788 | 0.040788 | 0.040788 | 0.040788 | 0.040788 | 0.040788 | 0.040788 | 0.040788 | 0.040788 | 0.040788 | 0.040788 | 0.040788 | 0.040788 | 0.040788 | 0.040788 | 0.040788 | 0.040788 | 0.040788 | 0.040788 | 0.040788 | 0.040788 | 0.040788 | 0.040788 | 0.040788 | 0.040788 | 0.040788 | 0.040788 | 0.040788 | 0.040788 | 0.040788 | 0.040788 | 0.040788 | 0.040788 | 0.040788 | 0.040788 | 0.040788 | 0.040788 | 0.040788 | 0.040788 | 0.040788 | 0.040788 | 0.040788 | 0.040788 | 0.040788 | 0.040788 | 0.040788 | 0.040788 | 0.040788 | 0.040788 | 0.040788 | 0.040788 | 0.040788 | 0.040788 | 0.040788 | 0.040788 | 0.040788 | 0.040788 | 0.040788 | 0.040788 | 0.040788 | 0.040788 | 0.040788 | 0.040788 | 0.040788 | 0.040788 | 0.040788 | 0.040788 | 0.040788 | 0.040788 | 0.040788 | 0.040788 | 0.040788 | 0.040788 | 0.040788 | 0.040788 | 0.040788 | 0.040788 | 0.040788 | 0.040788 | 0.040788 | 0.040788 | 0.040788 | 0.040788 | 0.040788 | 0.040788 | 0.040788 | 0.040788 | 0.040788 | 0.040788 | 0.040788 | 0.040788 | 0.040788 | 0.040788 | 0.040788 | 0.040788 | 0.040788 | 0.040788 | 0.040788 | 0.040788 | 0.040788 | 0.040788 | 0.040788 | 0.040788 | 0.040788 | 0.040788 | 0.040788 | 0.040788 | 0.040788 | 0.040788 | 0.040788 | 0.040788 | 0.040788 | 0.040788 | 0.040788 | 0.040788 | 0.040788 | 0.040788 | 0.040788 | 0.040788 | 0.040788 | 0.040788 | 0.040788 | 0.040788 | 0.040788 | 0.040788 | 0.040788 | 0.040788 | 0.040788 | 0.040788 | 0.040788 | 0.040788 | 0.040788 | 0.040788 | 0.040788 | 0.040788 | 0.040788 | 0.040788 | 0.040788 | 0.040788 | 0.040788 | 0.040788 | 0.040788 | 0.040788 | 0.040788 | 0.040788 | 0.040788 | 0.040788 | 0.040788 | 0.040788 | 0.040788 | 0.040788 | 0.040788 | 0.040788 | 0.040788 | 0.040788 | 0.040788 | 0.040788 | 0.040788 | 0.040788 | 0.040788 | 0.040788 | 0.040788 | 0.040788 | 0.040788 | 0.040788 | 0.040788 | 0.040788 | 0.040788 | 0.040788 | 0.040788 | 0.040788 | 0.040788 | 0.040788 | 0.040788 | 0.040788 | 0.040788 | 0.040788 | 0.040788 | 0.040788 | 0.040788 | 0.040788 | 0.040788 | 0.040788 | 0.040788 | 0.040788 | 0.040788 | 0.040788 | 0.040788 | 0.040788 | 0.040788 | 0.040788 | 0.040788 | 0.040788 | 0.040788 | 0.040788 | 0.040788 | 0.040788 | 0.040788 | 0.040788 | 0.040788 | 0.040788 | 0.040788 | 0.040788 | 0.040788 | 0.040788 | 0.040788 | 0.040788 | 0.040788 | 0.040788 | 0.040788 | 0.040788 | 0.040788 | 0.040788 | 0.040788 | 0.040788 | 0.040788 | 0.040788 | 0.040788 | 0.040788 | 0.040788 | 0.040788 | 0.040788 | 0.040788 | 0.040788 | 0.040788 | 0.040788 | 0.040788 | 0.040788 | 0.040788 | 0.040788 | 0.040788 | 0.040788 | 0.040788 | 0.040788 | 0.040788 | 0.040788 | 0.040788 | 0.040788 | 0.040788 | 0.040788 | 0.040788 | 0.040788 | 0.040788 | 0.040788 | 0.040788 | 0.040788 | 0.040788 | 0.040788 | 0.040788 | 0.040788 | 0.040788 | 0.040788 | 0.040788 | 0.040788 | 0.040788 | 0.040788 | 0.040788 | 0.040788 | 0.040788 | 0.040788 | 0.040788 | 0.040788 | 0.040788 | 0.040788 | 0.040788 | 0.040788 | 0.040788 | 0.040788 | 0.040788 | 0.040788 | 0.040788 | 0.040788 | 0.040788 | 0.040788 | 0.040788 | 0.040788 | 0.040788 | 0.040788 | 0.040788 | 0.040788 | 0.040788 | 0.040788 | 0.040788 | 0.040788 | 0.040788 | 0.040788 | 0.040788 | 0.040788 | 0.040788 | 0.040788 | 0.040788 | 0.040788 | 0.040788 | 0.040788 | 0.040788 | 0.040788 | 0.040788 | 0.040788 | 0.040788 | 0.040788 | 0.040788 | 0.040788 | 0.040788 | 0.040788 | 0.040788 | 0.040788 | 0.040788 | 0.040788 | 0.040788 | 0.040788 | 0.040788 | 0.040788 | 0.040788 | 0.040788 | 0.040788 | 0.040788 | 0.040788 | 0.040788 | 0.040788 | 0.040788 | 0.040788 | 0.040788 | 0.040788 | 0.040788 | 0.040788 | 0.040788 | 0.040788 | 0.040788 | 0.040788 | 0.040788 | 0.040788 | 0.040788 | 0.040788 | 0.040788 | 0.040788 | 0.040788 | 0.040788 | 0.040788 | 0.040788 | 0.040788 | 0.040788 | 0.040788 | 0.040788 | 0.040788 | 0.040788 | 0.040788 | 0.040788 | 0.040788 | 0.040788 | 0.040788 | 0.040788 | 0.040788 | 0.040788 | 0.040788 | 0.040788 | 0.040788 | 0.040788 | 0.040788 | 0.040788 | 0.040788 | 0.040788 | 0.040788 | 0.040788 | 0.040788 | 0.040788 | 0.040788 | 0.040788 | 0.040788 | 0.040788 | 0.040788 | 0.040788 | 0.040788 | 0.040788 | 0.040788 | 0.040788 | 0.040788 | 0.040788 | 0.040788 | 0.040788 | 0.040788 | 0.040788 | 0.040788 | 0.040788 | 0.040788 | 0.040788 | 0.040788 | 0.040788 | 0.040788 | 0.040788 | 0.040788 | 0.040788 | 0.040788 | 0.040788 | 0.040788 | 0.040788 | 0.040788 | 0.040788 | 0.040788 | 0.040788 | 0.040788 | 0.040788 | 0.040788 | 0.040788 | 0.040788 | 0.040788 | 0.040788 | 0.040788 | 0.040788 | 0.040788 | 0.040788 | 0.040788 | 0.040788 | 0.040788 | 0.040788 | 0.040788 | 0.040788 | 0.040788 | 0.040788 | 0.040788 | 0.040788 | 0.040788 | 0.040788 | 0.040788 | 0.040788 | 0.040788 | 0.040788 | 0.040788 | 0.040788 | 0.040788 | 0.040788 | 0.040788 | 0.040788 | 0.040788 | 0.040788 | 0.040788 | 0.040788 | 0.040788 | 0.040788 | 0.040788 | 0.040788 | 0.040788 | 0.040788 | 0.040788 | 0.040788 | 0.040788 | 0.040788 | 0.040788 | 0.040788 | 0.040788 | 0.040788 | 0.040788 | 0.040788 | 0.040788 | 0.040788 | 0.040788 | 0.040788 | 0.040788 | 0.040788 | 0.040788 | 0.040788 | 0.040788 | 0.040788 | 0.040788 | 0.040788 | 0.040788 | 0.040788 | 0.040788 | 0.040788 | 0.040788 | 0.040788 | 0.040788 | 0.040788 | 0.040788 | 0.040788 | 0.040788 | 0.040788 | 0.040788 | 0.040788 | 0.040788 | 0.040788 | 0.040788 | 0.040788 | 0.040788 | 0.040788 | 0.040788 | 0.040788 | 0.040788 | 0.040788 | 0.040788 | 0.040788 | 0.040788 | 0.040788 | 0.040788 | 0.040788 | 0.040788 | 0.040788 | 0.040788 | 0.040788 | 0.040788 | 0.040788 | 0.040788 | 0.040788 | 0.040788 | 0.040788 | 0.040788 | 0.040788 | 0.040788 | 0.040788 | 0.040788 | 0.040788 | 0.040788 | 0.040788 | 0.040788 | 0.040788 | 0.040788 | 0.040788 | 0.040788 | 0.040788 | 0.040788 | 0.040788 | 0.040788 | 0.040788 | 0.040788 | 0.040788 | 0.040788 | 0.040788 | 0.040788 | 0.040788 | 0.040788 | 0.040788 | 0.040788 | 0.040788 | 0.040788 | 0.040788 | 0.040788 | 0.040788 | 0.040788 | 0.040788 | 0.040788 | 0.040788 | 0.040788 | 0.040788 | 0.040788 | 0.040788 | 0.040788 | 0.040788 | 0.040788 | 0.040788 | 0.040788 | 0.040788 | 0.040788 | 0.040788 | 0.040788 | 0.040788 | 0.040788 | 0.040788 | 0.040788 | 0.040788 | 0.040788 | 0.040788 | 0.040788 | 0.040788 | 0.040788 | 0.040788 | 0.040788 | 0.040788 | 0.040788 | 0.040788 | 0.040788 | 0.040788 | 0.040788 | 0.040788 | 0.040788 | 0.040788 | 0.040788 | 0.040788 | 0.040788 | 0.040788 | 0.040788 | 0.040788 | 0.040788 | 0.040788 | 0.040788 | 0.040788 | 0.040788 | 0.040788 | 0.040788 | 0.040788 | 0.040788 | 0.040788 | 0.040788 | 0.040788 | 0.040788 | 0.040788 | 0.040788 | 0.040788 | 0.040788 | 0.040788 | 0.040788 | 0.040788 | 0.040788 | 0.040788 | 0.040788 | 0.040788 | 0.040788 | 0.040788 | 0.040788 | 0.040788 | 0.040788 | 0.040788 | 0.040788 | 0.040788 | 0.040788 | 0.040788 | 0.040788 | 0.040788 | 0.040788 | 0.040788 | 0.040788 | 0.040788 | 0.040788 | 0.040788 | 0.040788 | 0.040788 | 0.040788 | 0.040788 | 0.040788 | 0.040788 | 0.040788 | 0.040788 | 0.040788 | 0.040788 | 0.040788 | 0.040788 | 0.040788 | 0.040788 | 0.040788 | 0.040788 | 0.040788 | 0.040788 | 0.040788 | 0.040788 | 0.040788 | 0.040788 | 0.040788 | 0.040788 | 0.040788 | 0.040788 | 0.040788 | 0.040788 | 0.040788 | 0.040788 | 0.040788 | 0.040788 | 0.040788 | 0.040788 | 0.040788 | 0.040788 | 0.040788 | 0.040788 | 0.040788 | 0.040788 | 0.040788 | 0.040788 | 0.040788 | 0.040788 | 0.040788 | 0.040788 | 0.040788 | 0.040788 | 0.040788 | 0.040788 | 0.040788 | 0.040788 | 0.040788 | 0.040788 | 0.040788 | 0.040788 | 0.040788 | 0.040788 | 0.040788 | 0.040788 | 0.040788 | 0.040788 | 0.040788 | 0.040788 | 0.040788 | 0.040788 | 0.040788 | 0.040788 | 0.040788 | 0.040788 | 0.040788 | 0.040788 | 0.040788 | 0.040788 | 0.040788 | 0.040788 | 0.040788 | 0.040788 | 0.040788 | 0.040788 | 0.040788 | 0.040788 | 0.040788 | 0.040788 | 0.040788 | 0.040788 | 0.040788 | 0.040788 | 0.040788 | 0.040788 | 0.040788 | 0.040788 | 0.040788 | 0.040788 | 0.040788 | 0.040788 | 0.040788 | 0.040788 | 0.040788 | 0.040788 | 0.040788 | 0.040788 | 0.040788 | 0.040788 | 0.040788 | 0.040788 | 0.040788 | 0.040788 | 0.040788 | 0.040788 | 0.040788 | 0.040788 | 0.040788 | 0.040788 | 0.040788 | 0.040788 | 0.040788 | 0.040788 | 0.040788 | 0.040788 | 0.040788 | 0.040788 | 0.040788 | 0.040788 | 0.040788 | 0.040788 | 0.040788 | 0.040788 | 0.040788 | 0.040788 | 0.040788 | 0.040788 | 0.040788 | 0.040788 | 0.040788 | 0.040788 | 0.040788 | 0.040788 | 0.040788 | 0.040788 | 0.040788 | 0.040788 | 0.040788 | 0.040788 | 0.040788 | 0.040788 | 0.040788 | 0.040788 | 0.040788 | 0.040788 | 0.040788 | 0.040788 | 0.040788 | 0.040788 | 0.040788 | 0.040788 | 0.040788 | 0.040788 | 0.040788 | 0.040788 | 0.040788 | 0.040788 | 0.040788 | 0.040788 | 0.040788 | 0.040788 | 0.040788 | 0.040788 | 0.040788 | 0.040788 | 0.040788 | 0.040788 | 0.040788 | 0.040788 | 0.040788 | 0.040788 | 0.040788 | 0.040788 | 0.040788 | 0.040788 | 0.040788 | 0.040788 | 0.040788 | 0.040788 | 0.040788 | 0.040788 | 0.040788 | 0.040788 | 0.040788 | 0.040788 | 0.040788 | 0.040788 | 0.040788 | 0.040788 | 0.040788 | 0.040788 | 0.040788 | 0.040788 | 0.040788 | 0.040788 | 0.040788 | 0.040788 | 0.040788 | 0.040788 | 0.040788 | 0.040788 | 0.040788 | 0.040788 | 0.040788 | 0.040788 | 0.040788 | 0.040788 | 0.040788 | 0.040788 | 0.040788 | 0.040788 | 0.040788 | 0.040788 | 0.040788 | 0.040788 | 0.040788 | 0.040788 | 0.040788 | 0.040788 | 0.040788 | 0.040788 | 0.040788 | 0.040788 | 0.040788 | 0.040788 | 0.040788 | 0.040788 | 0.040788 | 0.040788 | 0.040788 | 0.040788 | 0.040788 | 0.040788 | 0.040788 | 0.040788 | 0.040788 | 0.040788 | 0.040788 | 0.040788 | 0.040788 | 0.040788 | 0.040788 | 0.040788 | 0.040788 | 0.040788 | 0.040788 | 0.040788 | 0.040788 | 0.040788 | 0.040788 | 0.040788 | 0.040788 | 0.040788 | 0.040788 | 0.040788 | 0.040788 | 0.040788 | 0.040788 | 0.040788 | 0.040788 | 0.040788 | 0.040788 | 0.040788 | 0.040788 | 0.040788 | 0.040788 | 0.040788 | 0.040788 | 0.040788 | 0.040788 | 0.040788 | 0.040788 | 0.040788 | 0.040788 | 0.040788 | 0.040788 | 0.040788 | 0.040788 | 0.040788 | 0.040788 | 0.040788 | 0.040788 | 0.040788 | 0.040788 | 0.040788 | 0.040788 | 0.040788 | 0.040788 | 0.040788 | 0.040788 | 0.040788 | 0.040788 | 0.040788 | 0.040788 | 0.040788 | 0.040788 | 0.040788 | 0.040788 | 0.040788 | 0.040788 | 0.040788 | 0.040788 | 0.040788 | 0.040788 | 0.040788 | 0.040788 | 0.040788 | 0.040788 | 0.040788 | 0.040788 | 0.040788 | 0.040788 | 0.040788 | 0.040788 | 0.040788 | 0.040788 | 0.040788 | 0.040788 | 0.040788 | 0.040788 | 0.040788 | 0.040788 | 0.040788 | 0.040788 | 0.040788 | 0.040788 | 0.040788 | 0.040788 | 0.040788 | 0.040788 | 0.040788 | 0.040788 | 0.040788 | 0.040788 | 0.040788 | 0.040788 | 0.040788 | 0.040788 | 0.040788 | 0.040788 | 0.040788 | 0.040788 | 0.040788 | 0.040788 | 0.040788 | 0.040788 | 0.040788 | 0.040788 | 0.040788 | 0.040788 | 0.040788 | 0.040788 | 0.040788 | 0.040788 | 0.040788 | 0.040788 | 0.040788 | 0.040788 | 0.040788 | 0.040788 | 0.040788 | 0.040788 | 0.040788 | 0.040788 | 0.040788 | 0.040788 | 0.040788 | 0.040788 | 0.040788 | 0.040788 | 0.040788 | 0.040788 | 0.040788 | 0.040788 | 0.040788 | 0.040788 | 0.040788 | 0.040788 | 0.040788 | 0.040788 | 0.040788 | 0.040788 | 0.040788 | 0.040788 | 0.040788 | 0.040788 | 0.040788 | 0.040788 | 0.040788 | 0.040788 | 0.040788 | 0.040788 | 0.040788 | 0.040788 | 0.040788 | 0.040788 | 0.040788 | 0.040788 | 0.040788 | 0.040788 | 0.040788 | 0.040788 | 0.040788 | 0.040788 | 0.040788 | 0.040788 | 0.040788 | 0.040788 | 0.040788 | 0.040788 | 0.040788 | 0.040788 | 0.040788 | 0.040788 | 0.040788 | 0.040788 | 0.040788 | 0.040788 | 0.040788 | 0.040788 | 0.040788 | 0.040788 | 0.040788 | 0.040788 | 0.040788 | 0.040788 | 0.040788 | 0.040788 | 0.040788 | 0.040788 | 0.040788 | 0.040788 | 0.040788 | 0.040788 | 0.040788 | 0.040788 | 0.040788
Pressure Loss | Pa | dP | 0.15077 | 0.15083 | 0.15089 | 0.15095 | 0.15102 | 0.15108 | 0.15114 | 0.1512 | 0.15127 | 0.15133 | 0.15139 | 0.15145 | 0.15152 | 0.15158 | 0.15164 | 0.1517 | 0.15177 | 0.15183 | 0.15189 | 0.15195 | 0.15201 | 0.15208 | 0.15214 | 0.1522 | 0.15226 | 0.15233 | 0.15239 | 0.15245 | 0.15251 | 0.15258 | 0.15264 | 0.1527 | 0.15276 | 0.15283 | 0.15289 | 0.15295 | 0.15301 | 0.15308 | 0.15314 | 0.1532 | 0.15326 | 0.15333 | 0.15339 | 0.15345 | 0.15351 | 0.15357 | 0.15364 | 0.1537 | 0.15376 | 0.15382 | 0.15389 | 0.15395 | 0.15401 | 0.15407 | 0.15414 | 0.1542 | 0.15426 | 0.15432 | 0.15439 | 0.15445 | 0.15451 | 0.15457 | 0.15464 | 0.1547 | 0.15476 | 0.15482 | 0.15488 | 0.15495 | 0.15501 | 0.15507 | 0.15513 | 0.1552 | 0.15526 | 0.15532 | 0.15538 | 0.15545 | 0.15551 | 0.15557 | 0.15563 | 0.15563 | 0.15563 | 0.15563 | 0.15563 | 0.15563 | 0.15563 | 0.15563 | 0.15563 | 0.15563 | 0.15563 | 0.15563 | 0.15563 | 0.15563 | 0.15563 | 0.15563 | 0.15563 | 0.15563 | 0.15563 | 0.15563 | 0.15563 | 0.15563 | 0.15563 | 0.15563 | 0.15563 | 0.15563 | 0.15563 | 0.15563 | 0.15563 | 0.15563 | 0.15563 | 0.15563 | 0.15563 | 0.15563 | 0.15563 | 0.15563 | 0.15563 | 0.15563 | 0.15563 | 0.15563 | 0.15563 | 0.15563 | 0.15563 | 0.15563 | 0.15563 | 0.15563 | 0.15563 | 0.15563 | 0.15563 | 0.15563 | 0.15563 | 0.15563 | 0.15563 | 0.15563 | 0.15563 | 0.15563 | 0.15563 | 0.15563 | 0.15563 | 0.15563 | 0.15563 | 0.15563 | 0.15563 | 0.15563 | 0.15563 | 0.15563 | 0.15563 | 0.15563 | 0.15563 | 0.15563 | 0.15563 | 0.15563 | 0.15563 | 0.15563 | 0.15563 | 0.15563 | 0.15563 | 0.15563 | 0.15563 | 0.15563 | 0.15563 | 0.15563 | 0.15563 | 0.15563 | 0.15563 | 0.15563 | 0.15563 | 0.15563 | 0.15563 | 0.15563 | 0.15563 | 0.15563 | 0.15563 | 0.15563 | 0.15563 | 0.15563 | 0.15563 | 0.15563 | 0.15563 | 0.15563 | 0.15563 | 0.15563 | 0.15563 | 0.15563 | 0.15563 | 0.15563 | 0.15563 | 0.15563 | 0.15563 | 0.15563 | 0.15563 | 0.15563 | 0.15563 | 0.15563 | 0.15563 | 0.15563 | 0.15563 | 0.15563 | 0.15563 | 0.15563 | 0.15563 | 0.15563 | 0.15563 | 0.15563 | 0.15563 | 0.15563 | 0.15563 | 0.15563 | 0.15563 | 0.15563 | 0.15563 | 0.15563 | 0.15563 | 0.15563 | 0.15563 | 0.15563 | 0.15563 | 0.15563 | 0.15563 | 0.15563 | 0.15563 | 0.15563 | 0.15563 | 0.15563 | 0.15563 | 0.15563 | 0.15563 | 0.15563 | 0.15563 | 0.15563 | 0.15563 | 0.15563 | 0.15563 | 0.15563 | 0.15563 | 0.15563 | 0.15563 | 0.15563 | 0.15563 | 0.15563 | 0.15563 | 0.15563 | 0.15563 | 0.15563 | 0.15563 | 0.15563 | 0.15563 | 0.15563 | 0.15563 | 0.15563 | 0.15563 | 0.15563 | 0.15563 | 0.15563 | 0.15563 | 0.15563 | 0.15563 | 0.15563 | 0.15563 | 0.15563 | 0.15563 | 0.15563 | 0.15563 | 0.15563 | 0.15563 | 0.15563 | 0.15563 | 0.15563 | 0.15563 | 0.15563 | 0.15563 | 0.15563 | 0.15563 | 0.15563 | 0.15563 | 0.15563 | 0.15563 | 0.15563 | 0.15563 | 0.15563 | 0.15563 | 0.15563 | 0.15563 | 0.15563 | 0.15563 | 0.15563 | 0.15563 | 0.15563 | 0.15563 | 0.15563 | 0.15563 | 0.15563 | 0.15563 | 0.15563 | 0.15563 | 0.15563 | 0.15563 | 0.15563 | 0.15563 | 0.15563 | 0.15563 | 0.15563 | 0.15563 | 0.15563 | 0.15563 | 0.15563 | 0.15563 | 0.15563 | 0.15563 | 0.15563 | 0.15563 | 0.15563 | 0.15563 | 0.15563 | 0.15563 | 0.15563 | 0.15563 | 0.15563 | 0.15563 | 0.15563 | 0.15563 | 0.15563 | 0.15563 | 0.15563 | 0.15563 | 0.15563 | 0.15563 | 0.15563 | 0.15563 | 0.15563 | 0.15563 | 0.15563 | 0.15563 | 0.15563 | 0.15563 | 0.15563 | 0.15563 | 0.15563 | 0.15563 | 0.15563 | 0.15563 | 0.15563 | 0.15563 | 0.15563 | 0.15563 | 0.15563 | 0.15563 | 0.15563 | 0.15563 | 0.15563 | 0.15563 | 0.15563 | 0.15563 | 0.15563 | 0.15563 | 0.15563 | 0.15563 | 0.15563 | 0.15563 | 0.15563 | 0.15563 | 0.15563 | 0.15563 | 0.15563 | 0.15563 | 0.15563 | 0.15563 | 0.15563 | 0.15563 | 0.15563 | 0.15563 | 0.15563 | 0.15563 | 0.15563 | 0.15563 | 0.15563 | 0.15563 | 0.15563 | 0.15563 | 0.15563 | 0.15563 | 0.15563 | 0.15563 | 0.15563 | 0.15563 | 0.15563 | 0.15563 | 0.15563 | 0.15563 | 0.15563 | 0.15563 | 0.15563 | 0.15563 | 0.15563 | 0.15563 | 0.15563 | 0.15563 | 0.15563 | 0.15563 | 0.15563 | 0.15563 | 0.15563 | 0.15563 | 0.15563 | 0.15563 | 0.15563 | 0.15563 | 0.15563 | 0.15563 | 0.15563 | 0.15563 | 0.15563 | 0.15563 | 0.15563 | 0.15563 | 0.15563 | 0.15563 | 0.15563 | 0.15563 | 0.15563 | 0.15563 | 0.15563 | 0.15563 | 0.15563 | 0.15563 | 0.15563 | 0.15563 | 0.15563 | 0.15563 | 0.15563 | 0.15563 | 0.15563 | 0.15563 | 0.15563 | 0.15563 | 0.15563 | 0.15563 | 0.15563 | 0.15563 | 0.15563 | 0.15563 | 0.15563 | 0.15563 | 0.15563 | 0.15563 | 0.15563 | 0.15563 | 0.15563 | 0.15563 | 0.15563 | 0.15563 | 0.15563 | 0.15563 | 0.15563 | 0.15563 | 0.15563 | 0.15563 | 0.15563 | 0.15563 | 0.15563 | 0.15563 | 0.15563 | 0.15563 | 0.15563 | 0.15563 | 0.15563 | 0.15563 | 0.15563 | 0.15563 | 0.15563 | 0.15563 | 0.15563 | 0.15563 | 0.15563 | 0.15563 | 0.15563 | 0.15563 | 0.15563 | 0.15563 | 0.15563 | 0.15563 | 0.15563 | 0.15563 | 0.15563 | 0.15563 | 0.15563 | 0.15563 | 0.15563 | 0.15563 | 0.15563 | 0.15563 | 0.15563 | 0.15563 | 0.15563 | 0.15563 | 0.15563 | 0.15563 | 0.15563 | 0.15563 | 0.15563 | 0.15563 | 0.15563 | 0.15563 | 0.15563 | 0.15563 | 0.15563 | 0.15563 | 0.15563 | 0.15563 | 0.15563 | 0.15563 | 0.15563 | 0.15563 | 0.15563 | 0.15563 | 0.15563 | 0.15563 | 0.15563 | 0.15563 | 0.15563 | 0.15563 | 0.15563 | 0.15563 | 0.15563 | 0.15563 | 0.15563 | 0.15563 | 0.15563 | 0.15563 | 0.15563 | 0.15563 | 0.15563 | 0.15563 | 0.15563 | 0.15563 | 0.15563 | 0.15563 | 0.15563 | 0.15563 | 0.15563 | 0.15563 | 0.15563 | 0.15563 | 0.15563 | 0.15563 | 0.15563 | 0.15563 | 0.15563 | 0.15563 | 0.15563 | 0.15563 | 0.15563 | 0.15563 | 0.15563 | 0.15563 | 0.15563 | 0.15563 | 0.15563 | 0.15563 | 0.15563 | 0.15563 | 0.15563 | 0.15563 | 0.15563 | 0.15563 | 0.15563 | 0.15563 | 0.15563 | 0.15563 | 0.15563 | 0.15563 | 0.15563 | 0.15563 | 0.15563 | 0.15563 | 0.15563 | 0.15563 | 0.15563 | 0.15563 | 0.15563 | 0.15563 | 0.15563 | 0.15563 | 0.15563 | 0.15563 | 0.15563 | 0.15563 | 0.15563 | 0.15563 | 0.15563 | 0.15563 | 0.15563 | 0.15563 | 0.15563 | 0.15563 | 0.15563 | 0.15563 | 0.15563 | 0.15563 | 0.15563 | 0.15563 | 0.15563 | 0.15563 | 0.15563 | 0.15563 | 0.15563 | 0.15563 | 0.15563 | 0.15563 | 0.15563 | 0.15563 | 0.15563 | 0.15563 | 0.15563 | 0.15563 | 0.15563 | 0.15563 | 0.15563 | 0.15563 | 0.15563 | 0.15563 | 0.15563 | 0.15563 | 0.15563 | 0.15563 | 0.15563 | 0.15563 | 0.15563 | 0.15563 | 0.15563 | 0.15563 | 0.15563 | 0.15563 | 0.15563 | 0.15563 | 0.15563 | 0.15563 | 0.15563 | 0.15563 | 0.15563 | 0.15563 | 0.15563 | 0.15563 | 0.15563 | 0.15563 | 0.15563 | 0.15563 | 0.15563 | 0.15563 | 0.15563 | 0.15563 | 0.15563 | 0.15563 | 0.15563 | 0.15563 | 0.15563 | 0.15563 | 0.15563 | 0.15563 | 0.15563 | 0.15563 | 0.15563 | 0.15563 | 0.15563 | 0.15563 | 0.15563 | 0.15563 | 0.15563 | 0.15563 | 0.15563 | 0.15563 | 0.15563 | 0.15563 | 0.15563 | 0.15563 | 0.15563 | 0.15563 | 0.15563 | 0.15563 | 0.15563 | 0.15563 | 0.15563 | 0.15563 | 0.15563 | 0.15563 | 0.15563 | 0.15563 | 0.15563 | 0.15563 | 0.15563 | 0.15563 | 0.15563 | 0.15563 | 0.15563 | 0.15563 | 0.15563 | 0.15563 | 0.15563 | 0.15563 | 0.15563 | 0.15563 | 0.15563 | 0.15563 | 0.15563 | 0.15563 | 0.15563 | 0.15563 | 0.15563 | 0.15563 | 0.15563 | 0.15563 | 0.15563 | 0.15563 | 0.15563 | 0.15563 | 0.15563 | 0.15563 | 0.15563 | 0.15563 | 0.15563 | 0.15563 | 0.15563 | 0.15563 | 0.15563 | 0.15563 | 0.15563 | 0.15563 | 0.15563 | 0.15563 | 0.15563 | 0.15563 | 0.15563 | 0.15563 | 0.15563 | 0.15563 | 0.15563 | 0.15563 | 0.15563 | 0.15563 | 0.15563 | 0.15563 | 0.15563 | 0.15563 | 0.15563 | 0.15563 | 0.15563 | 0.15563 | 0.15563 | 0.15563 | 0.15563 | 0.15563 | 0.15563 | 0.15563 | 0.15563 | 0.15563 | 0.15563 | 0.15563 | 0.15563 | 0.15563 | 0.15563 | 0.15563 | 0.15563 | 0.15563 | 0.15563 | 0.15563 | 0.15563 | 0.15563 | 0.15563 | 0.15563 | 0.15563 | 0.15563 | 0.15563 | 0.15563 | 0.15563 | 0.15563 | 0.15563 | 0.15563 | 0.15563 | 0.15563 | 0.15563 | 0.15563 | 0.15563 | 0.15563 | 0.15563 | 0.15563 | 0.15563 | 0.15563 | 0.15563 | 0.15563 | 0.15563 | 0.15563 | 0.15563 | 0.15563 | 0.15563 | 0.15563 | 0.15563 | 0.15563 | 0.15563 | 0.15563 | 0.15563 | 0.15563 | 0.15563 | 0.15563 | 0.15563 | 0.15563 | 0.15563 | 0.15563 | 0.15563 | 0.15563 | 0.15563 | 0.15563 | 0.15563 | 0.15563 | 0.15563 | 0.15563 | 0.15563 | 0.15563 | 0.15563 | 0.15563 | 0.15563 | 0.15563 | 0.15563 | 0.15563 | 0.15563 | 0.15563 | 0.15563 | 0.15563 | 0.15563 | 0.15563 | 0.15563 | 0.15563 | 0.15563 | 0.15563 | 0.15563 | 0.15563 | 0.15563 | 0.15563 | 0.15563 | 0.15563 | 0.15563 | 0.15563 | 0.15563 | 0.15563 | 0.15563 | 0.15563 | 0.15563 | 0.15563 | 0.15563 | 0.15563 | 0.15563 | 0.15563 | 0.15563 | 0.15563 | 0.15563 | 0.15563 | 0.15563 | 0.15563 | 0.15563 | 0.15563 | 0.15563 | 0.15563 | 0.15563 | 0.15563 | 0.15563 | 0.15563 | 0.15563 | 0.15563 | 0.15563 | 0.15563 | 0.15563 | 0.15563 | 0.15563 | 0.15563 | 0.15563 | 0.15563 | 0.15563 | 0.15563 | 0.15563 | 0.15563 | 0.15563 | 0.15563 | 0.15563 | 0.15563 | 0.15563 | 0.15563 | 0.15563 | 0.15563 | 0.15563 | 0.15563 | 0.15563 | 0.15563 | 0.15563 | 0.15563 | 0.15563 | 0.15563 | 0.15563 | 0.15563 | 0.15563 | 0.15563 | 0.15563 | 0.15563 | 0.15563 | 0.15563 | 0.15563 | 0.15563 | 0.15563 | 0.15563 | 0.15563 | 0.15563 | 0.15563 | 0.15563 | 0.15563 | 0.15563 | 0.15563 | 0.15563 | 0.15563 | 0.15563 | 0.15563 | 0.15563 | 0.15563 | 0.15563 | 0.15563 | 0.15563 | 0.15563 | 0.15563 | 0.15563 | 0.15563 | 0.15563 | 0.15563 | 0.15563 | 0.15563 | 0.15563 | 0.15563 | 0.15563 | 0.15563 | 0.15563 | 0.15563 | 0.15563 | 0.15563 | 0.15563 | 0.15563 | 0.15563 | 0.15563 | 0.15563 | 0.15563 | 0.15563 | 0.15563 | 0.15563 | 0.15563 | 0.15563 | 0.15563 | 0.15563 | 0.15563 | 0.15563 | 0.15563 | 0.15563 | 0.15563 | 0.15563 | 0.15563 | 0.15563 | 0.15563 | 0.15563 | 0.15563 | 0.15563 | 0.15563 | 0.15563 | 0.15563 | 0.15563 | 0.15563 | 0.15563 | 0.15563 | 0.15563 | 0.15563 | 0.15563 | 0.15563 | 0.15563 | 0.15563 | 0.15563 | 0.15563 | 0.15563 | 0.15563 | 0.15563 | 0.15563 | 0.15563 | 0.15563 | 0.15563 | 0.15563 | 0.15563 | 0.15563 | 0.15563 | 0.15563 | 0.15563 | 0.15563 | 0.15563 | 0.15563 | 0.15563 | 0.15563 | 0.15563 | 0.15563 | 0.15563 | 0.15563 | 0.15563 | 0.15563 | 0.15563 | 0.15563 | 0.15563 | 0.15563 | 0.15563 | 0.15563 | 0.15563 | 0.15563 | 0.15563 | 0.15563 | 0.15563 | 0.15563 | 0.15563 | 0.15563 | 0.15563 | 0.15563 | 0.15563 | 0.15563 | 0.15563 | 0.15563 | 0.15563 | 0.15563 | 0.15563 | 0.15563 | 0.15563 | 0.15563 | 0.15563 | 0.15563 | 0.15563 | 0.15563 | 0.15563 | 0.15563 | 0.15563 | 0.15563 | 0.15563 | 0.15563 | 0.15563 | 0.15563 | 0.15563 | 0.15563 | 0.15563 | 0.15563 | 0.15563 | 0.15563 | 0.15563 | 0.15563 | 0.15563 | 0.15563 | 0.15563 | 0.15563 | 0.15563 | 0.15563 | 0.15563 | 0.15563 | 0.15563 | 0.15563 | 0.15563 | 0.15563 | 0.15563 | 0.15563 | 0.15563 | 0.15563 | 0.15563 | 0.15563 | 0.15563 | 0.15563 | 0.15563 | 0.15563 | 0.15563 | 0.15563 | 0.15563 | 0.15563 | 0.15563 | 0.15563 | 0.15563 | 0.15563 | 0.15563 | 0.15563 | 0.15563 | 0.15563 | 0.15563 | 0.15563 | 0.15563 | 0.15563 | 0.15563 | 0.15563 | 0.15563 | 0.15563 | 0.15563 | 0.15563 | 0.15563 | 0.15563 | 0.15563 | 0.15563 | 0.15563 | 0.15563 | 0.15563 | 0.15563 | 0.15563 | 0.15563 | 0.15563 | 0.15563 | 0.15563 | 0.15563 | 0.15563 | 0.15563 | 0.15563 | 0.15563 | 0.15563 | 0.15563 | 0.15563 | 0.15563 | 0.15563 | 0.15563 | 0.15563 | 0.15563 | 0.15563 | 0.15563 | 0.15563 | 0.15563 | 0.15563 | 0.15563 | 0.15563 | 0.15563 | 0.15563 | 0.15563 | 0.15563 | 0.15563 | 0.15563 | 0.15563 | 0.15563 | 0.15563 | 0.15563 | 0.15563 | 0.15563 | 0.15563 | 0.15563 | 0.15563 | 0.15563 | 0.15563 | 0.15563 | 0.15563 | 0.15563 | 0.15563 | 0.15563 | 0.15563 | 0.15563 | 0.15563 | 0.15563 | 0.15563 | 0.15563 | 0.15563 | 0.15563 | 0.15563 | 0.15563 | 0.15563 | 0.15563 | 0.15563 | 0.15563 | 0.15563 | 0.15563 | 0.15563 | 0.15563 | 0.15563 | 0.15563 | 0.15563 | 0.15563 | 0.15563 | 0.15563 | 0.15563 | 0.15563 | 0.15563 | 0.15563 | 0.15563 | 0.15563 | 0.15563 | 0.15563 | 0.15563 | 0.15563 | 0.15563 | 0.15563 | 0.15563 | 0.15563 | 0.15563 | 0.15563 | 0.15563 | 0.15563 | 0.15563 | 0.15563 | 0.15563 | 0.15563 | 0.15563 | 0.15563 | 0.15563 | 0.15563 | 0.15563 | 0.15563 | 0.15563 | 0.15563 | 0.15563 | 0.15563 | 0.15563 | 0.15563 | 0.15563 | 0.15563 | 0.15563 | 0.15563 | 0.15563 | 0.15563 | 0.15563 | 0.15563 | 0.15563 | 0.15563 | 0.15563 | 0.15563 | 0.15563 | 0.15563 | 0.15563 | 0.15563 | 0.15563 | 0.15563 | 0.15563 | 0.15563 | 0.15563 | 0.15563 | 0.15563 | 0.15563 | 0.15563 | 0.15563 | 0.15563 | 0.15563 | 0.15563 | 0.15563 | 0.15563 | 0.15563 | 0.15563 | 0.15563 | 0.15563 | 0.15563 | 0.15563 | 0.15563 | 0.15563 | 0.15563 | 0.15563 | 0.15563 | 0.15563 | 0.15563 | 0.15563 | 0.15563 | 0.15563 | 0.15563 | 0.15563 | 0.15563 | 0.15563 | 0.15563 | 0.15563 | 0.15563 | 0.15563 | 0.15563 | 0.15563 | 0.15563 | 0.15563 | 0.15563 | 0.15563 | 0.15563 | 0.15563 | 0.15563 | 0.15563 | 0.15563 | 0.15563 | 0.15563 | 0.15563 | 0.15563 | 0.15563 | 0.15563 | 0.15563 | 0.15563 | 0.15563 | 0.15563 | 0.15563 | 0.15563 | 0.15563 | 0.15563 | 0.15563 | 0.15563 | 0.15563 | 0.15563 | 0.15563 | 0.15563 | 0.15563 | 0.15563 | 0.15563 | 0.15563 | 0.15563 | 0.15563 | 0.15563 | 0.15563 | 0.15563 | 0.15563 | 0.15563 | 0.15563 | 0.15563 | 0.15563 | 0.15563 | 0.15563 | 0.15563 | 0.15563 | 0.15563 | 0.15563 | 0.15563 | 0.15563 | 0.15563 | 0.15563 | 0.15563 | 0.15563 | 0.15563 | 0.15563 | 0.15563 | 0.15563 | 0.15563 | 0.15563 | 0.15563 | 0.15563 | 0.15563 | 0.15563 | 0.15563 | 0.15563 | 0.15563 | 0.15563 | 0.15563 | 0.15563 | 0.15563 | 0.15563 | 0.15563 | 0.15563 | 0.15563 | 0.15563 | 0.15563 | 0.15563 | 0.15563 | 0.15563 | 0.15563 | 0.15563 | 0.15563 | 0.15563 | 0.15563 | 0.15563 | 0.15563 | 0.15563 | 0.15563 | 0.15563 | 0.15563 | 0.15563 | 0.15563 | 0.15563 | 0.15563 | 0.15563 | 0.15563 | 0.15563 | 0.15563
Note on A14: Sutherland's Formula
Note on A17: Lasance, 2003
Note on A25: Hausen Correlation
Note on A26: Sieder-Tate Equation
Note on A33: Assuming an air gap of 10 cm and 4 mm glass, conductivity 1.1 J/mK

## Sheet1
TIME | AIRFLOW | TEMP IN | TEMP OUT | HEATFLOW
am/pm | litres/sec | oC | oC | kW | kWH
9 | 180 | 22 | 35 | 2.34 | 2.34
10 | 180 | 22 | 36 | 2.52 | 2.52
11 | 180 | 22 | 37 | 2.7 | 2.7
12 | 180 | 22 | 38 | 2.88 | 2.88
1 | 180 | 22 | 39 | 3.06 | 3.06
2 | 180 | 22 | 40 | 3.24 | 3.24
3 | 180 | 22 | 39 | 3.06 | 3.06
4 | 180 | 22 | 37 | 2.7 | 2.7
5 | 180 | 22 | 35 | 2.34 | 2.34
[5 empty] | 24.84 | ~25 kWH per day